## Khopoli Karanjade
110 kV Khopoli Karanjade
SR.NO. | LOC. NO. | TYPE OF STRUCTURE | TYPE OF ATTACH. | SPAN LENGTH IN METER
1 | A2 Khopoli | A2 STR | D/ STRAIN | 50
2 | 308 | 110 KV CL | D/D STRAIN | 68
3 | 307 | 220KV DF jyoti | D/S STRAIN | 268
4 | 306 | CF | S/D STRAIN | 304
5 | 305 | MAS | D/SUSP | 240
6 | 304 | CF | S/D STRAIN | 264
7 | 303 | AF | D/SUSP | 306
8 | 302 | AF | D/SUSP | 282
9 | 301 | DF+15 | D/D STRAIN | 202
10 | 300 | CF | D/D STRAIN | 258
11 | 299 | CF | D/D STRAIN | 210
12 | 298 | MDS | S/D STRAIN | 200
13 | 297 | AF+10 | D/SUSP | 230
14 | 296 | AF+15 | D/SUSP | 200
15 | 295 | MC+6 | D/S STRAIN | 262
16 | 294 | MDS | D/D STRAIN | 110
17 | 293 | A | D/ SUSP | 130
18 | 292 | A | D/ SUSP | 178
19 | 291 | A | D/ SUSP | 247
20 | 290 | A | D/ SUSP | 240
21 | 289 | A | D/ SUSP | 188
22 | 288 | A | D/ SUSP | 170
23 | 287 | A | S/SUSP | 280
24 | 286 | A | S/SUSP | 200
25 | 285 | CL | S/S STRAIN | 258
26 | 284 | BD TYPE | S | 240
27 | 283 | BD TYPE | S | 190
28 | 282 | BD TYPE | S | 204
29 | 281 | BD TYPE | S | 226
30 | 280 | BD TYPE | D | 166
31 | 279 | BD TYPE | D/S | 250
32 | 278 | BD TYPE | S | 204
33 | 277 | BD TYPE | S | 225
34 | 276 | BD TYPE | S | 216
35 | 275 | BD TYPE | S | 220
36 | 274 | BD TYPE | S | 258
37 | 273 | BD TYPE | S | 204
38 | 272 | BD TYPE | D/S | 272
39 | 271 | BD TYPE | D | 264
40 | 270 | BD TYPE | D | 246
41 | 269 | BD TYPE | S | 235
42 | 268 | BD TYPE | S | 185
43 | 267 | BD TYPE | S | 190
44 | 266 | BD TYPE | S/S | 250
45 | 265 | BD TYPE | S | 204
46 | 264 | BD TYPE | S | 220
47 | 263 | BD TYPE | S | 234
48 | 262 | BD TYPE | S | 225
49 | 261 | BD TYPE | S/S | 228
50 | 260 | BD TYPE | S | 210
51 | 259 | BD TYPE | S | 220
52 | 258 | BD TYPE | S | 220
53 | 257 | BD TYPE | S | 222
54 | 256 | BD TYPE | S | 200
55 | 255 | BD TYPE | S | 230
56 | 254 | BD TYPE | S | 300
57 | 253 | BD TYPE | S/S | 219
58 | 252A | MDS TYPE | D/D STRAIN | 211
59 | 252 | BD TYPE | S | 189
60 | 251 | BD TYPE | S | 253
61 | 250 | BD TYPE | S | 262
62 | 249 | BD TYPE | S | 232
63 | 248 | BD TYPE | S | 287
64 | 247 | BD TYPE | S | 305
65 | 246 | BD TYPE | S/S | 287
66 | 245 | BD TYPE | S | 244
67 | 244 | BD TYPE | S | 198
68 | 243 | BD TYPE | S | 244
69 | 242 | BD TYPE | S/S | 238
70 | 241 | BD TYPE | S | 256
71 | 240 | BD TYPE | S | 244
72 | 239 | BD TYPE | S | 266
73 | 238 | BD TYPE | S | 238
74 | 237 | BD TYPE | S | 266
75 | 236 | BD TYPE | S | 293
76 | 235 | BD TYPE | S | 250
77 | 234 | BD TYPE | S/S | 245
78 | 233 | BD TYPE | D | 250
79 | 232 | BD TYPE | D | 268
80 | 231 | BD TYPE | S | 268
81 | 230 | BD TYPE | S | 256
82 | 229 | BD TYPE | S | 275
83 | 228 | BD TYPE | S | 256
84 | 227 | BD TYPE | S | 228
85 | 226 | BD TYPE | S | 250
86 | 225 | BD TYPE | S | 208
87 | 224 | BD TYPE | S | 238
88 | 223 | BD TYPE | S | 226
89 | 222 | BD TYPE | D | 244
90 | 221 | BD TYPE | D | 271
91 | 220 | BD TYPE | S | 293
92 | 219 | BD TYPE | S/S | 200
93 | 218 | BD TYPE | S | 137
94 | 217A | BD TYPE | S/S | 268
95 | 217 | BD TYPE | D | 256
96 | 216 | BD TYPE | D | 265
97 | 215 | BD TYPE | D | 229
98 | 214 | BD TYPE | S | 260
99 | 213 | BD TYPE | S | 232
100 | 212 | BD TYPE | S | 226
101 | 211 | BD TYPE | S | 229
102 | 210 | BD TYPE | S | 250
103 | 209 | BD TYPE | S | 244
104 | 208 | BD TYPE | S | 262
105 | 207 | BD TYPE | S | 244
106 | 206 | BD TYPE | S | 256
107 | 205 | BD TYPE | S | 262
108 | 204 | BD TYPE | S | 202
109 | 203 | BD TYPE | S | 244
110 | 202 | BD TYPE | S | 244
111 | 201 | BD TYPE | S | 269
112 | 200 | BD TYPE | S | 256
113 | 199 | BD TYPE | S | 274
114 | 198 | BD TYPE | S | 239
115 | 197 | BD TYPE | S | 232
116 | 196 | BD TYPE | S | 256
117 | 195 | BD TYPE | S | 226
118 | 194 | BD TYPE | S | 244
119 | 193 | BD TYPE | S/S | 226
120 | 192 | BD TYPE | S | 232
121 | 191 | BD TYPE | S | 235
122 | 190 | BD TYPE | S/S | 238
123 | 189 | BD TYPE | S | 223
124 | 188 | BD TYPE | S | 198
125 | 187 | BD TYPE | S | 269
126 | 186 | BD TYPE | S | 244
127 | 185 | BD TYPE | S | 281
128 | 184 | BD TYPE | D | 254
129 | 183A | BD TYPE | D | 131
130 | 183 | BD TYPE | D | 150
131 | 182 | BD TYPE | D/S | 165
132 | 181 | BD TYPE | D | 272
133 | 180 | BD TYPE | S | 244
134 | 179 | BD TYPE | S/S | 244
135 | 178 | BD TYPE | D/S | 150
136 | 177A | BD TYPE | S/D | 175
137 | 177 | BD TYPE | S | 250
138 | 176 | BD TYPE | S | 269
139 | 175 | BD TYPE | S | 232
140 | 174 | BD TYPE | S | 246
141 | 173 | BD TYPE | S | 295
142 | 172 | BD TYPE | D/S | 192
143 | 171 | BD TYPE | D | 232
144 | 170 | BD TYPE | S | 232
145 | 169 | BD TYPE | S | 244
146 | 168 | BD TYPE | D/S | 256
147 | 167 | BD TYPE | D/D | 244
148 | 166 | BD TYPE | D/D | 266
149 | 165 | BD TYPE | D | 313
150 | 164 | BD TYPE | S | 244
151 | 163 | BD TYPE | S/S | 244
152 | 162 | BD TYPE | S | 212
153 | 161 | BD TYPE | S/S | 89
154 | 160 | BD TYPE | S/S | 208
155 | 159 | DNEH Type | D/D | 324
156 | Gantry-Karanjale | Gantry-Karanjale | D Str | 48
|  |  | Total | 36138

## Waghivali Chembur
110 kV Waghivali Chembur Line
Tower No. | Line length (KM) | Conductor type | Bundled (Yes / No) | Spacing betn conductor in a bundle in mm | Number of strands | Tower type | Sectionwise Adjacent line name on same tower
Waghivali GIS to Gantry Str | 0.06 | Cable | - | - | - | - | -
Gantry Str (Waghivali) to Loc. No.130 | 0.667 | Casablanca ACCC | No | NA | Al - 16 / Carbon - 1 | DNEH | NA
Loc. 130 to 128 | 0.496 | 2 X 0.2" Panther ACSR | No | 6000 | Al - 30 / St - 7 | D / Ckt Bhira - Dharavi Type | There are two circuits of same line on the tower.
Loc. 128 to 125 | 0.848 | 2 X 0.2" Panther ACSR | Yes | 300 | Al - 30 / St - 7 | D / Ckt Bhira - Dharavi Type, | 110 kV Waghivali Mankhurd Line
Loc. 125 to 70 | 13.084 | 2 X 0.2" Panther ACSR | No | 6000 | Al - 30 / St - 7 | D / Ckt Bhira - Dharavi Type | There are two circuits of same line on the tower.
Loc. 70 to 68 | 0.564 | 2 X 0.2" Panther ACSR | No | 6000 | Al - 30 / St - 7 | D / Ckt Bhira - Dharavi Type | There are two circuits of same line on the tower.
Loc. No. 68 to Loc. No. 44 (Tapping Str, Chembur) | 5.69 | 2 X 0.15" Wolf ACSR | Yes | 300 | Al - 30 / St - 7 | AH,CH, DH types, | 22 kV Acharya Udyog line in span 63 to 67
Le-heigh Single Ckt type
Loc. No. 44 tapping str to Chembur RS | 0.787 | Cable | - | - | - | - | -
22.2

## Waghivali Mankhurd
110 kV Waghivali Mankhurd Line
Tower No. | Line length (KM) | Conductor type | Bundled (Yes / No) | Spacing bet’n conductor in a bundle in mm | Number of strands | Tower type | Sectionwise Adjacent line name on same tower
Waghivali GIS to Gantry Str | 0.06 | Cable | - | - | - | - | -
Gantry Str (Waghivali) to Loc. No. 124 | 0.621 | Casablanca ACCC | No | NA | Al - 16 / Carbon - 1 | DNEH | NA
Loc. No. 124 to Loc. no. 68A | 14.468 | 2 X 0.15" Wolf ACSR | Yes | 300 | Al - 30 / St - 7 | Lehigh Single Ckt & BD type
Loc. No. 68A to A2 str Mankhurd end | 0.125 | 2 X 0.15" Wolf ACSR | Yes | 300 | Al - 30 / St - 7 | A2,DH,
15.274

## Khopoli Bhokarpada
110 kV Khopoli Bhokarpada Line
S.NO | Loc. No. | Span Ahead(m)
A2 Str Khopoli end
93
1 | 287
253
2 | 286
282
3 | 285
209
4 | 284
282
5 | 283
204
6 | 282
276
7 | 281
190
8 | 280
361
9 | 279
253
10 | 278
243
11 | 277
297
12 | 276
279
13 | 275
324
14 | 274
251
15 | 273
282
16 | 272
275
17 | 271
246
18 | 270
265
19 | 269
356
20 | 268
339
21 | 267
240
22 | 266
290
23 | 265
101
24 | 264
112
25 | 263
345
26 | 262
262
27 | 261
285
28 | 260
260
29 | 259
353
30 | 258
281
31 | 257
339
32 | 256
270
33 | 255
263
34 | 254
258
35 | 253
291
36 | 252
285
37 | 251
289
38 | 250
260
39 | 249
255
40 | 248
218
41 | 247
311
42 | 246
192
43 | 245
285
44 | 244
259
45 | 243
317
46 | 242
125
47 | 241
314
48 | 240
300
49 | 239
222
50 | 238
231
51 | 237
287
52 | 236
364
53 | 235
287
54 | 234
290
55 | 233
208
56 | 232
263
57 | 231
328
58 | 230
232
59 | 229
291
60 | 228
274
61 | 227
291
62 | 226
273
63 | 225
302
64 | 224
225
65 | 223
249
66 | 222
282
67 | 221
281
68 | 220
245
69 | 219
284
70 | 218
249
71 | 217
175
72 | 216
221
73 | 215
192
74 | 214
230
75 | 213
246
76 | 212
254
77 | 211
273
78 | 210
297
79 | 209
254
80 | 208
261
81 | 207
253
82 | 206
299
83 | 205
213
84 | 204
271
85 | 203
246
86 | 202
193
87 | 201A
40
88 | A2 Str Bhokarpada end
| Total | 22756

## Bhokarpada Karanjade
110 kV Bhokarpada Karanjade Line
S.NO | Loc. No. | Span Ahead(m)
1 | 201A
80
2 | 201
278
3 | 200
265
4 | 199
224
5 | 198
264
6 | 197
271
7 | 196
292
8 | 195
275
9 | 194
156
10 | 193
289
11 | 192
226
12 | 191
235
13 | 190
230
14 | 189
232
15 | 188
213
16 | 187
242
17 | 186
240
18 | 185
231
19 | 184
248
20 | 183
220
21 | 182
249
22 | 181
246
23 | 180
141
24 | 179
343
25 | 178
205
26 | 177
318
27 | 176
236
28 | 175
237
29 | 174
269
30 | 173
358
31 | 172
291
32 | 171
301
33 | 170
259
34 | 169
173
35 | 168
357
36 | 167
259
37 | 166
266
38 | 165
256
39 | 164
241
40 | 163
222
41 | 162
244
42 | 161
221
43 | 160
260
44 | 159
138
45 | 159A
277
46 | 158
181
47 | 157
277
48 | 156
283
49 | 155
276
50 | 154
307
51 | 153
194
52 | 152
323.52
53 | 151N
47.98
54 | Gantry Str Karanjade end
| Total | 12967.5

## K B Tie Line 1
110 kV Khopoli Bhivpuri Tie Line 1
SR.NO. | LOC. NO. | TYPE OF STRUCTURE | TYPE OF ATTACH. | SPAN LENGTH IN METER
1 |  | A2 Str. | D / Strain | 0
2 | 1 | DD+0 | S / S Strain | 40
| 1A | DF | S / S Strain | 50
3 | 2 | DC+0 | S / S Strain | 255
4 | 3 | DC+0 | S / S Strain | 230
5 | 4 | DA+0 | S / Susp. | 240
6 | 5 | DA+3 | S / Susp. | 280
7 | 6 | DA+3 | S / Susp. | 240
8 | 7 | DA+3 | D / Susp. | 320
9 | 8 | DA+0 | D / Susp. | 300
10 | 9 | DA+0 | S / Susp. | 300
11 | 10 | DA+0 | S / Susp. | 300
12 | 11 | DA+0 | S / Susp. | 250
13 | 12 | DC+0 | S /D Strain | 250
14 | 13 | DA+3 | D / Susp. | 300
15 | 14 | DA+0 | S / Susp. | 300
16 | 15 | DA+0 | S / Susp. | 300
17 | 16 | DA+0 | S / Susp. | 300
18 | 17 | DA+0 | S / Susp. | 290
19 | 18 | DC+0 | S / S Strain | 310
20 | 19 | DA+0 | S / Susp. | 260
21 | 20 | DC+0 | S / S Strain | 300
22 | 21 | DC+12 | S / S Strain | 340
23 | 22 | DC+0 | S / S Strain | 300
24 | 23 | DC+6 | S / S Strain | 140
25 | 24 | DC+6 | S / S Strain | 310
26 | 25 | DC+0 | S / S Strain | 290
27 | 26 | DA+3 | S / Susp. | 300
28 | 27 | DA+3 | S / Susp. | 300
29 | 28 | DA+0 | D / Susp. | 300
30 | 29 | DA+3 | D / Susp. | 260
31 | 30 | DA+0 | S / Susp. | 290
32 | 31 | DA+0 | S / Susp. | 280
33 | 32 | DA+0 | S / Susp. | 280
34 | 33 | DA+0 | S / Susp. | 290
35 | 34 | DA+0 | S / Susp. | 300
36 | 35 | DA+0 | S / Susp. | 290
37 | 36 | DA+0 | S / Susp. | 270
38 | 37 | DA+6 | S / Susp. | 300
39 | 38 | DC+0 | S / S Strain | 300
40 | 39 | DA+0 | S / Susp. | 300
41 | 40 | DA+3 | S / Susp. | 310
42 | 41 | DC+0 | S / S Strain | 260
43 | 42 | DC+0 | S / S Strain | 200
44 | 43 | DA+6 | S / Susp. | 230
45 | 44 | DA+9 | S / Susp. | 280
46 | 45 | DA+9 | S / Susp. | 310
47 | 46 | DA+6 | D / Susp. | 310
48 | 47 | DA+9 | D / Susp. | 310
49 | 48 | DC+3 | D / S Strain | 315
50 | 49 | DA+3 | S / Susp. | 260
51 | 50 | DA+0 | S / Susp. | 226
52 | 51 | DC+0 | S / D Strain | 254
53 | 52 | DC+0 | D / S Strain | 190
54 | 53 | DA+0 | S / Susp. | 300
55 | 54 | DA+0 | S / Susp. | 290
56 | 55 | DA+3 | S / Susp. | 300
57 | 56 | DC+0 | S / S Strain | 300
58 | 57 | DC+0 | S / S Strain | 340
59 | 58 | DA+3 | S / Susp. | 310
60 | 59 | DA+3 | S / Susp. | 300
61 | 60 | DC+0 | S / S Strain | 315
62 | 61 | DC+0 | S / S Strain | 215
63 | 62 | DD+0 | S / D Strain | 170
64 | 63 | DF+0 | D / S Strain | 140
65 | 64 | DC+0 | S / S Strain | 140
66 | 65 | DD+0 | S / S Strain | 240
67 | 66 | DC+6 | S / S Strain | 330
68 | 67 | DC+0 | S / S Strain | 310
69 | 68 | DA+6 | S / Susp. | 300
70 | 69 | DC+0 | S / S Strain | 270
71 | 70 | DF+5 | S / S Strain | 290
72 | 71 | DF+5 | S / S Strain | 270
73 | 72 | DC+0 | S / S Strain | 270
74 | 73 | DA+0 | S / Susp. | 240
75 | 74 | DA+3 | S / Susp. | 290
76 | 75 | DA+0 | D / Susp. | 300
77 | 76 | DA+0 | D / Susp. | 240
78 | 77 | DA+0 | S / Susp. | 280
79 | 78 | DA+3 | S / Susp. | 250
80 | 79 | DC+3 | S / S Strain | 290
81 | 80 | DC+6 | S / S Strain | 285
82 | 81 | DC+0 | S / S Strain | 130
83 | 82 | DC+0 | S / S Strain | 170
84 | 83 | DA+3 | S / Susp. | 290
85 | 84 | DA+0 | S / Susp. | 300
86 | 85 | DA+0 | S / Susp. | 240
87 | 86 | DA+0 | S / Susp. | 250
88 | 87 | DA+3 | S / Susp. | 270
89 | 88 | DA+0 | S / Susp. | 240
90 | 89 | DC+0 | S / D Strain | 295
91 | 90 | DC+3 | D / D Strain | 284
92 | 91 | DA+0 | D / Susp. | 286
93 | 92 | DA+0 | S / Susp. | 250
94 | 93 | DA+0 | S / Susp. | 270
95 | 94 | DD+3 | S / S Strain | 260
96 | 95 | DA+0 | S / Susp. | 200
97 | 96 | DD+0 | S / S Strain | 150
98 | 97 | DC+0 | S / D Strain | 120
99 | 98 | DD+0 | D / S Strain | 235
100 | 99 | DC+0 |  | 125
101 | 100 | DA+18 |  | 200
102 | 101 | DC+18 | S / S Strain | 290
103 | 102 | DD+9 | S / S Strain | 300
104 | 103 | DC+6 | S / D Strain | 135
105 | 104 | DA+6 | D / Susp. | 300
106 | 105 | DC+6 | D / D Strain | 300
107 | 106 | DC+6 | D / D Strain | 400
108 | 107 | DC+0 | D / D Strain | 220
109 | 108 | DD+0 | D / D Strain | 220
110 |  | A2 Str. | D / Strain | 58
|  |  | Total | 28673

## K B Tie Line 2
110 kV Khopoli Bhivpuri Tie Line 2
SR.NO. | LOC. NO. | TYPE OF STRUCTURE | TYPE OF ATTACH. | SPAN LENGTH IN METER
1 |  | A2 Str. | D / Strain | 0
2 | 1 | DD+0 | S / S Strain | 40
| 1A | DF | S / S Strain | 50
3 | 2 | DC+0 | S / S Strain | 255
4 | 3 | DC+0 | S / S Strain | 230
5 | 4 | DA+0 | S / Susp. | 240
6 | 5 | DA+3 | S / Susp. | 280
7 | 6 | DA+3 | S / Susp. | 240
8 | 7 | DA+3 | D / Susp. | 320
9 | 8 | DA+0 | D / Susp. | 300
10 | 9 | DA+0 | S / Susp. | 300
11 | 10 | DA+0 | S / Susp. | 300
12 | 11 | DA+0 | S / Susp. | 250
13 | 12 | DC+0 | S /D Strain | 250
14 | 13 | DA+3 | D / Susp. | 300
15 | 14 | DA+0 | S / Susp. | 300
16 | 15 | DA+0 | S / Susp. | 300
17 | 16 | DA+0 | S / Susp. | 300
18 | 17 | DA+0 | S / Susp. | 290
19 | 18 | DC+0 | S / S Strain | 310
20 | 19 | DA+0 | S / Susp. | 260
21 | 20 | DC+0 | S / S Strain | 300
22 | 21 | DC+12 | S / S Strain | 340
23 | 22 | DC+0 | S / S Strain | 300
24 | 23 | DC+6 | S / S Strain | 140
25 | 24 | DC+6 | S / S Strain | 310
26 | 25 | DC+0 | S / S Strain | 290
27 | 26 | DA+3 | S / Susp. | 300
28 | 27 | DA+3 | S / Susp. | 300
29 | 28 | DA+0 | D / Susp. | 300
30 | 29 | DA+3 | D / Susp. | 260
31 | 30 | DA+0 | S / Susp. | 290
32 | 31 | DA+0 | S / Susp. | 280
33 | 32 | DA+0 | S / Susp. | 280
34 | 33 | DA+0 | S / Susp. | 290
35 | 34 | DA+0 | S / Susp. | 300
36 | 35 | DA+0 | S / Susp. | 290
37 | 36 | DA+0 | S / Susp. | 270
38 | 37 | DA+6 | S / Susp. | 300
39 | 38 | DC+0 | S / S Strain | 300
40 | 39 | DA+0 | S / Susp. | 300
41 | 40 | DA+3 | S / Susp. | 310
42 | 41 | DC+0 | S / S Strain | 260
43 | 42 | DC+0 | S / S Strain | 200
44 | 43 | DA+6 | S / Susp. | 230
45 | 44 | DA+9 | S / Susp. | 280
46 | 45 | DA+9 | S / Susp. | 310
47 | 46 | DA+6 | D / Susp. | 310
48 | 47 | DA+9 | D / Susp. | 310
49 | 48 | DC+3 | D / S Strain | 315
50 | 49 | DA+3 | S / Susp. | 260
51 | 50 | DA+0 | S / Susp. | 226
52 | 51 | DC+0 | S / D Strain | 254
53 | 52 | DC+0 | D / S Strain | 190
54 | 53 | DA+0 | S / Susp. | 300
55 | 54 | DA+0 | S / Susp. | 290
56 | 55 | DA+3 | S / Susp. | 300
57 | 56 | DC+0 | S / S Strain | 300
58 | 57 | DC+0 | S / S Strain | 340
59 | 58 | DA+3 | S / Susp. | 310
60 | 59 | DA+3 | S / Susp. | 300
61 | 60 | DC+0 | S / S Strain | 315
62 | 61 | DC+0 | S / S Strain | 215
63 | 62 | DD+0 | S / D Strain | 170
64 | 63 | DF+0 | D / S Strain | 140
65 | 64 | DC+0 | S / S Strain | 140
66 | 65 | DD+0 | S / S Strain | 240
67 | 66 | DC+6 | S / S Strain | 330
68 | 67 | DC+0 | S / S Strain | 310
69 | 68 | DA+6 | S / Susp. | 300
70 | 69 | DC+0 | S / S Strain | 270
71 | 70 | DF+5 | S / S Strain | 290
72 | 71 | DF+5 | S / S Strain | 270
73 | 72 | DC+0 | S / S Strain | 270
74 | 73 | DA+0 | S / Susp. | 240
75 | 74 | DA+3 | S / Susp. | 290
76 | 75 | DA+0 | D / Susp. | 300
77 | 76 | DA+0 | D / Susp. | 240
78 | 77 | DA+0 | S / Susp. | 280
79 | 78 | DA+3 | S / Susp. | 250
80 | 79 | DC+3 | S / S Strain | 290
81 | 80 | DC+6 | S / S Strain | 285
82 | 81 | DC+0 | S / S Strain | 130
83 | 82 | DC+0 | S / S Strain | 170
84 | 83 | DA+3 | S / Susp. | 290
85 | 84 | DA+0 | S / Susp. | 300
86 | 85 | DA+0 | S / Susp. | 240
87 | 86 | DA+0 | S / Susp. | 250
88 | 87 | DA+3 | S / Susp. | 270
89 | 88 | DA+0 | S / Susp. | 240
90 | 89 | DC+0 | S / D Strain | 295
91 | 90 | DC+3 | D / D Strain | 284
92 | 91 | DA+0 | D / Susp. | 286
93 | 92 | DA+0 | S / Susp. | 250
94 | 93 | DA+0 | S / Susp. | 270
95 | 94 | DD+3 | S / S Strain | 260
96 | 95 | DA+0 | S / Susp. | 200
97 | 96 | DD+0 | S / S Strain | 150
98 | 97 | DC+0 | S / D Strain | 120
99 | 98 | DD+0 | D / S Strain | 235
100 | 99 | DC+0 |  | 125
101 | 100 | DA+18 |  | 200
102 | 101 | DC+18 | S / S Strain | 290
103 | 102 | DD+9 | S / S Strain | 300
104 | 103 | DC+6 | S / D Strain | 135
105 | 104 | DA+6 | D / Susp. | 300
106 | 105 | DC+6 | D / D Strain | 300
107 | 106 | DC+6 | D / D Strain | 400
108 | 107 | DC+0 | D / D Strain | 220
109 | 108 | DD+0 | D / D Strain | 220
|  |  | Total | 28615

## Trombay Parel1 Wadala1
110 kV Trombay Parel 1 Wadala 1 Line
Station Name: From: Trombay - To: T Point
Tower No. | Line length (KM) | Conductor type | Bundled (Yes / No) | Spacing betn conductor in a bundle | Number of strands | Tower type | Sectionwise Adjacent line name on same tower
A2 Structure Trombay end to Loc. 01 | 0.32 | 2 x 0.15 Wolf ACSR Conductor | Yes | 300 | Al - 30 / St - 7 | DH type | -
Loc. 01 to Loc. 05 | 0.862 | 0.5 MOOSE ACSR Conductor | No | - | Al - 54 / St - 7 | DF type | 110 kV Trombay Parel 3 Carnac 2 Line
Loc. 05 to Loc. 28 (Wadala) of 110 kV Trombay Parel 1 Wadala 1 Line | 4.068 | 2 x 0.15 Wolf ACSR Conductor | Yes | 300 | Al - 30 / St - 7 | DF type, DH type, BD type, Lehigh Double Circuit type | 110 kV Trombay Parel 4 Wadala 2 Line
Station Name: From: Wadala - To: T Point
Tower No. | Line length (KM) | Conductor type | Bundled (Yes / No) | Spacing betn conductor in a bundle | Number of strands | Tower type | Sectionwise Adjacent line name on same tower
Loc. 28 to Rly Wadala end of 110 kV Trombay Parel 1 Wadala 1 Line | 0.6 | 0.2 Panther ACSR Conductor | No | - | Al - 30 / St - 7 | DH type
Station Name: From: Parel - To: T Point
Tower No. | Line length (KM) | Conductor type | Bundled (Yes / No) | Spacing betn conductor in a bundle | Number of strands | Tower type | Sectionwise Adjacent line name on same tower
Loc. 28 to Parel end of 110 kV Trombay Parel 1 Wadala 1 Line | 3.66 | 2 x 0.15 Wolf ACSR Conductor | Yes | 300 | Al - 30 / St - 7 | DF, Lehigh Double Circuit type | 110 kV Trombay Parel 4 Wadala 2 Line

## Trombay Parel4 Wadala2
110 kV Trombay Parel 4 Wadala 2 Line
Station Name: From: Trombay - To: T Point
Tower No. | Line length (KM) | Conductor type | Bundled (Yes / No) | Spacing betn conductor in a bundle | Number of strands | Tower type | Sectionwise Adjacent line name on same tower
A2 Structure Trombay end to Loc. 01 | 0.18 | 2 x 0.15 Wolf ACSR Conductor | Yes | 300 | Al - 30 / St - 7 | DH type | -
Loc. 01 to Loc. 05 | 0.862 | 0.5 MOOSE ACSR Conductor | No | - | Al - 54 / St - 7 | DF type | 110 kV Trombay Parel 2
Loc. 05 to Loc. 28 (Wadala) of 110 kV Trombay Parel 4 Wadala 2 Line | 5.228 | 2 x 0.15 Wolf ACSR Conductor | Yes | 300 | Al - 30 / St - 7 | DF type, DH type, BD type, Lehigh Double Circuit type | 110 kV Trombay Chembur line 3 and 110 kV Trombay Parel 1 Wadala 1 Line
Station Name: From: Wadala - To: T Point
Tower No. | Line length (KM) | Conductor type | Bundled (Yes / No) | Spacing betn conductor in a bundle | Number of strands | Tower type | Sectionwise Adjacent line name on same tower
Loc. 28 to Rly Wadala end of 110 kV Trombay Parel 4 Wadala 2 Line | 0.6 | 0.2 Panther ACSR Conductor | No | - | Al - 30 / St - 7 | DH type
Station Name: From: Parel - To: T Point
Tower No. | Line length (KM) | Conductor type | Bundled (Yes / No) | Spacing betn conductor in a bundle | Number of strands | Tower type | Sectionwise Adjacent line name on same tower
Loc. 28 to Parel end of 110 kV Trombay Parel 4 Wadala 2 Line | 3.66 | 2 x 0.15 Wolf ACSR Conductor | Yes | 300 | Al - 30 / St - 7 | DF, Lehigh Double Circuit type | 110 kV Trombay Parel 1 Wadala 1 Line

## Trombay Parel Line 2
110 kV Trombay Parel Line 2
Tower No. | Line length (KM) | Conductor type | Bundled (Yes / No) | Spacing betn conductor in a bundle | Number of strands | Tower type | Sectionwise Adjacent line name on same tower
Overhead section from A2 Structure Trombay end to Loc. 01 of 110 kV Trombay Parel Line 2 | 0.14 | 2 x 0.15 Wolf ACSR Conductor | Yes | 300 MM | Al - 30 / St - 7 | A2 Str. & DF type | -
Overhead section from Loc. 01 to Loc. 05 of 110 kV Trombay Parel Line 2 | 0.862 | 0.5 MOOSE ACSR Conductor | No | - | Al - 54 / St - 7 | DF type | 110 kV Trombay Chembur Line 3 & 110 kV Trombay Parel 4 W2 Line
Overhead Section from Loc 05 to Parel end of 110 kV Trombay Parel Line 2 | 7.69 | 2 x 0.15 Wolf ACSR Conductor | Yes | 300 MM | Al - 30 / St - 7 | BD type, Lehigh Double Ckt type | 110 kV Parel Mankhurd Line
Total | 8.692

## Trombay Carnac 1-3
110 kV Trombay Carnac Line 1/3
Tower No. | Line length (KM) | Conductor type | Bundled (Yes / No) | Spacing betn conductor in a bundle | Number of strands | Tower type | Sectionwise Adjacent line name on same tower
Overhead section from A2 Structure Trombay end to Loc. 1A of 110 kV Trombay Carnac Line 1/3 | 0.14 | 2 x 0.15 Wolf ACSR Conductor | Yes | 300 MM | Al - 30 / St - 7 | A2 Str. & DF type
Overhead section from Loc. 01A to Loc. 05 of 110 kV Trombay Carnac Line 1/3. | 0.862 | 0.5 MOOSE ACSR Conductor | No | - | Al - 54 / St - 7 | DF type | 110 kV Trombay Parel Line 3 and 110 kV Trombay Parel 1 Wadala 1 Line.
Overhead Section from Loc. 05 to loc. 13 of 110 kV Trombay Carnac Line 1/3 | 1.198 | 2 x 0.15 Wolf ACSR Conductor | Yes | 300 MM | Al - 30 / St - 7 | BD types | 110 kV Trombay Parel Line 3.
Overhead Section from Loc. 13 to 15 of 110 kV Trombay Carnac Line 1/3 | 0.4 | 2 x 0.15 Wolf ACSR Conductor | Yes | 300 MM | Al - 30 / St - 7 | BD types & DF type | 110 kV Trombay Parel Line 3.
Overhead Section from Loc. 15 to loc. 22 of 110 kV Trombay Carnac Line 1/3 | 2.21 | 2 x 0.15 Wolf ACSR Conductor | Yes | 300 MM | Al - 30 / St - 7 | DF type | 110 kV Trombay Parel Line 3.
Overhead Section from Loc. 22 to loc. A2 Str Sewri Fort end of 110 kV Trombay Carnac Line 1/3 | 0.15 | 2 x 0.15 Wolf ACSR Conductor | Yes | 300 MM | Al - 30 / St - 7 | A2 Str, BD type, DF | 110 kV Trombay Parel Line 3.
U/G Cable Section from Sewri Fort end to Carnac end of 110 kV Trombay Carnac Line 1/3. | 7.52 | No change.
Total | 12.48

## Trombay Parel 3 C2
110 kV Trombay Parel 3 Carnac 2 Line
SR.NO. | LOC. NO. | TYPE OF STRUCTURE | SPAN | TYPE OF ATTACH. | TYPE OF INSULATOR
METER
1 | A2 Str | A2 Structure |  | D/Strain | Polymer
2 | A2 + 20 | A2 + 20 |  | D/D Strain | Polymer
3 | Loc 1 | DH +5 M | 140 | D/D Strain | Polymer
4 | Loc 2 | BD type | 176.78 | D/D Strain | Polymer
5 | Loc 3 | DH + 12.5 M | 240.6 | D/D Strain | Polymer
6 | Loc 4 | DF+10 | 225.55 | D/D Strain | Polymer
7 | Loc 5 | DF+10 | 219.46 | S/S Strain | Polymer
8 | Loc 6 | DH+ 5 M | 213.36 | S/S Strain | Polymer
9 | Loc 7 | BD type | 217.93 | S/S Strain | Polymer
10 | Loc 8 | BD type | 202.69 | S.Susp | Polymer
11 | Loc 9 | BD type | 188.98 | S.Susp | Polymer
12 | Loc 10 | BD type | 219.46 | S.Susp | Polymer
13 | Loc 11 | BD type | 228.6 | S.Susp | Polymer
14 | Loc 12 | BD type | 195.07 | S.Susp | Polymer
15 | Loc 13 | BD type | 207.26 | S/S Strain | Polymer
16 | Loc 14 | BD type | 222.5 | S/S Strain | Polymer
17 | Loc 15 | BD type | 228.6 | S/S Strain | Polymer
18 | Loc 16 | BD type | 209.46 | S.Susp | Polymer
19 | Loc 17 | BD type | 213.36 | S/S Strain | Polymer
20 | Loc 18 | BD type | 203.61 | S.Susp | Polymer
21 | Loc 19 | BD type | 203.61 | S.Susp | Polymer
22 | Loc 20 | BD type | 203.91 | S/S Strain | Polymer
23 | Loc 21 | BD type | 213.84 | S.Susp | Polymer
24 | Loc 22 | BD type | 213.84 | S.Susp | Polymer
25 | Loc 23 | BD type | 213.84 | S.Susp | Polymer
26 | Loc 24 | BD type | 103.63 | S/S Strain | Polymer
27 | A2 Str | A2 Structure | 47.24 | S.Strain | Polymer
|  | Total | 4953.18

## Trombay Chembur 3
110 kV Trombay Chembur Line 3
| Line length in KM | Conductor type | Bundled (Yes / No) | Spacing betn conductor in a bundle | Number of strands | Tower type | Section wise Adjacent line name on same tower
OH Section from A2 Structure Trombay end to Loc. 01 | 0.14 | 2 x 0.15 Wolf ACSR Conductor | Yes | 300 | Al - 30 / St - 7 | A2 Str. & DF type | -
OH Section from Loc. 01 to Loc. 05 | 0.862 | 0.5 MOOSE ACSR Conductor | No | - | Al - 54 / St - 7 | DF type | 110 kV Trombay Parel 2 & 110 kV Trombay Parel 4 W2 Line
OH Section from Loc. 05 to Chembur Tapping Str. | 4.752 | 2 x 0.15 Wolf ACSR Conductor | Yes | 300 MM | Al - 30 / St - 7 | BD type, AH & DH type | 110 kV Trombay Parel Line 2.
Cable Section from 110 kV Trombay Chembur Line 3 from Chembur Tapping Str. to Chembur R/S | 1.59 | No change.
Total | 7.344

## Dharavi BKC 3 & 4
Line Length - 110 kV Dharavi BKC line 3 & 4
SL. NO. | TOWER NO. | TOWER TYPE | LINE ATTACHMENT | SPAN (in M)
1 | 2A | BD type | TENSION | −
2 | 3 | BD type | TENSION | 91
3 | 4 | BD type | TENSION | 159
4 | 5 | BD type + 3 M | TENSION | 175
5 | 6 | BD type | SUSPENSION | 125
6 | 7 | BD type | SUSPENSION | 146
7 | 8 | BD type | TENSION | 165
8 | 9 | BD type | SUSPENSION | 122
9 | 10 | BD type | SUSPENSION | 158
10 | 11 | BD type | TENSION | 162
11 | 12 | BD type | SUSPENSION | 97
12 | 13 | BD type | SUSPENSION | 140
13 | 14 | BD type | SUSPENSION | 134
14 | 15 | BD type | TENSION | 162
15 | Old 16 | BD type 90 Deg | TENSION | 155
16 | 16 | DM + 6 | TENSION | 14
17 | 16A | DF | TENSION | 109
18 | 17 | DF | TENSION | 122
19 | 18 | DF | TENSION | 298
20 | A2 Str | A2 Str | TENSION | 40
|  |  | TOTAL LENGTH (KM) | 2574

## Dharavi Kurla 1 & 2
Line Length - 110 kV Dharavi Kurla 1 & 2
SL. NO. | TOWER NO. | TOWER TYPE | LINE ATTACHMENT | SPAN (in M)
1 | 2B | BD type | TENSION | −
2 | 3 | BD type | TENSION | 91
3 | 4 | BD type | TENSION | 159
4 | 5 | BD type + 3 M | TENSION | 175
5 | 6 | BD type | SUSPENSION | 125
6 | 7 | BD type | SUSPENSION | 146
7 | 8 | BD type | TENSION | 165
8 | 9 | BD type | SUSPENSION | 122
9 | 10 | BD type | SUSPENSION | 158
10 | 11 | BD type | TENSION | 162
11 | 12 | BD type | SUSPENSION | 97
12 | 13 | BD type | SUSPENSION | 140
13 | 14 | BD type | SUSPENSION | 134
14 | 15 | BD type | TENSION | 162
15 | Old 16 | BD type 90 Deg | TENSION | 155
16 | 16 | DM + 6 | TENSION | 14
17 | 16A | DF | TENSION | 109
18 | 17 | DF | TENSION | 122
19 | 18 | DF | TENSION | 298
20 | A2 Str | A2 Str | TENSION | 40
|  |  | TOTAL LENGTH (KM) | 2574

## Dharavi Powai Line
110 kV Dharavi Powai Line
| Line length in KM | Conductor type | Tower Type | Distance between cross arm (Cross arm length) In Mtrs | Bundled (Yes / No) | Spacing betn conductor in a bundle | Number of strands | Sectionwise Adjacent line name on same tower
Aluminium / Steel
Dharavi R/S- Location 20 | 3.1 | ACCC-Casablanca | Old Double CKT towers | 6 | No |  | 10-16.46/6-16.6/1-7.11 | 110 kV Dharavi Vikhroli
Location 20-Location 23 | 0.4 | 2X0.15(Wolf) | Old Double CKT towers | 6 | YES | 300 | 54/7 | 110 kV Dharavi Vikhroli
Location 23-Location 33 | 0.2 | ACCC-Casablanca | Old Double CKT towers | 6 | No |  | 10-16.46/6-16.6/1-7.11 | 110 kV Dharavi Vikhroli
Location 33-36 | 0.943 | 0.5(Moose) | Four Ckt Towers(Bottom Ckt) | 10 | No | NA | 54/7 | Dharavi-Vikhroli
Location 36-39 AND 42- 44. | 1.382 | 0.2(Panther) | Four Ckt Towers(Bottom Ckt) | 10 | No | NA | 2021-07-30 | Dharavi-Vikhroli
Location 39-42 | 1.08 | 0.5(Moose) | Four Ckt Towers(Bottom Ckt) | 10 | No | NA | 54/7 | Dharavi-Vikhroli
Location 44- 52 | 2.48 | 0.5(Moose) | Four Ckt Towers(Top. Ckt) | 10 | No | NA | 54/7 | Dharavi-Vikhroli
Location 52 to 58 | 1.1913 | 2*0.2(Panther) | Four Ckt Towers(Bottom Ckt) | 10 | Yes | 300 mm | 2021-07-30 | Dharavi-Vikhroli
Location 58 to Powai | 2.868 | 1600 sqmm
Total | 13.6443

## Dharavi Vikhroli Line
110 kV Dharavi Vikhroli
| Line length in KM | Conductor type | Tower Type | Distance between cross arm (Cross arm length) In Mtrs | Bundled (Yes / No) | Spacing betn conductor in a bundle | Number of strands Aluminium / Steel | Sectionwise Adjacent line name on same tower
Dharvi-Location 33 | 3.7 | 2*0.15 (Wolf) | Old Double CKT towers | 6 | Yes | 300 mm | — | Dharavi-Powai
Location 33-36 | 0.943 | 0.5(Moose) | Four Ckt Towers(Bottom Ckt) | 10 | No | NA | — | Dharavi-Powai
Location 36-39 AND 42- 44. | 1.382 | 2*0.15 (Wolf) | Four Ckt Towers(Bottom Ckt) | 10 | Yes | 300 mm | — | Dharavi-Powai
Location 39-42 | 1.08 | 0.5(Moose) | Four Ckt Towers(Bottom Ckt) | 10 | No | NA | — | Dharavi-Powai
Location 44- 52 | 2.48 | 0.5(Moose) | Four Ckt Towers(Top. Ckt) | 10 | No | NA | — | Dharavi-Powai
Location 52 to 58 | 1.1913 | 2*0.2(Panther) | Four Ckt Towers(Bottom Ckt) | 10 | Yes | 300 mm | — | Dharavi-Powai
10.7763

## Salsette Saki 3 & 4
110 kV Salsette Saki Line 3 & 4
Equipment Number | Description of Equipment | Tower No | Span Length | Location from Salsette | Camp
TLMAST03100045 | A2 Str Sal Saki 4 Salsette | A 2 SAL | 0 | 0 | Salsettte
TLMTWR03200415 | Loc No 1 Sal Kol and Sal Saki 4 | 1 | 72 | 72 | Salsettte
TLMTWR02400253 | Loc No 2 SB 1 & 2 and Sal Saki 4 & Sal K | 2 | 59 | 131 | Salsettte | Loc No 2 SB 1 & 2 and Sal Saki 4 & Sal Kol
TLMTWR02400254 | Loc No 3 SB 1 & 2 and Sal Saki 4 & Sal K | 3 | 179 | 310 | Salsettte | Loc No 3 SB 1 & 2 and Sal Saki 4 & Sal Kol
TLMTWR03200377 | Loc No 5 Salsette Saki 3 & 4 | 5 | 80 | 390 | Salsettte
TLMTWR03200378 | Loc No 6 Salsette Saki 3 & 4 | 6 | 141 | 531 | Salsettte
TLMTWR03200379 | Loc No 7 Salsette Saki 3 & 4 | 7 | 247 | 778 | Salsettte
TLMTWR03200380 | Loc No 8 Salsette Saki 3 & 4 | 8 | 191 | 969 | Salsettte
TLMTWR03200381 | Loc No 9 Salsette Saki 3 & 4 | 9 | 220 | 1189 | Salsettte
TLMTWR03200382 | Loc No 10 Salsette Saki 3 & 4 | 10 | 236 | 1425 | Salsettte
TLMTWR03200383 | Loc No 11 Salsette Saki 3 & 4 | 11 | 136 | 1561 | Salsettte
TLMTWR03200384 | Loc No 12 Salsette Saki 3 & 4 | 12 | 144 | 1705 | Salsettte
TLMTWR03200385 | Loc No 13 Salsette Saki 3 & 4 | 13 | 183 | 1888 | Salsettte
TLMTWR03200386 | Loc No 14 Salsette Saki 3 & 4 | 14 | 228 | 2116 | Salsettte
TLMTWR03200387 | Loc No 15 Salsette Saki 3 & 4 | 15 | 128 | 2244 | Salsettte
TLMTWR03200388 | Loc No 16 Salsette Saki 3 & 4 | 16 | 174 | 2418 | Salsettte
TLMTWR03200389 | Loc No 17 Salsette Saki 3 & 4 | 17 | 280 | 2698 | Salsettte
TLMTWR03200390 | Loc No 18 Salsette Saki 3 & 4 | 18 | 322 | 3020 | Salsettte
TLMTWR03200391 | Loc No 19 Salsette Saki 3 & 4 | 19 | 165 | 3185 | Salsettte
TLMTWR03200392 | Loc No 20 Salsette Saki 3 & 4 | 20 | 145 | 3330 | Salsettte
TLMTWR03200393 | Loc No 21 Salsette Saki 3 & 4 | 21 | 184 | 3514 | Salsettte
TLMTWR03200394 | Loc No 22 Salsette Saki 3 & 4 | 22 | 185 | 3699 | Salsettte
TLMTWR03200395 | Loc No 23 Salsette Saki 3 & 4 | 23 | 124 | 3823 | Salsettte
TLMTWR03200396 | Loc No 24 Salsette Saki 3 & 4 | 24 | 215 | 4038 | Salsettte
TLMTWR03200397 | Loc No 25 Salsette Saki 3 & 4 | 25 | 200 | 4238 | Salsettte
TLMTWR03200398 | Loc No 26 Salsette Saki 3 & 4 | 26 | 140 | 4378 | Salsettte
TLMTWR03200399 | Loc No 27 Salsette Saki 3 & 4 | 27 | 152 | 4530 | Salsettte
TLMTWR03200400 | Loc No 28 Salsette Saki 3 & 4 | 28 | 165 | 4695 | Salsettte
TLMTWR03200401 | Loc No 29 Salsette Saki 3 & 4 | 29 | 172 | 4867 | Salsettte
TLMTWR03200402 | Loc No 30 Salsette Saki 3 & 4 | 30 | 246 | 5113 | Salsettte
TLMTWR03200403 | Loc No 31 Salsette Saki 3 & 4 | 31 | 176 | 5289 | Salsettte
TLMTWR03200404 | Loc No 32 Salsette Saki 3 & 4 | 32 | 198 | 5487 | Salsettte
TLMTWR03200405 | Loc No 33 Salsette Saki 3 & 4 | 33 | 246 | 5733 | Salsettte
TLMTWR03200406 | Loc No 34 Salsette Saki 3 & 4 | 34 | 184 | 5917 | Salsettte
TLMTWR03200407 | Loc No 35 Salsette Saki 3 & 4 | 35 | 172 | 6089 | Salsettte
TLMTWR03200408 | Loc No 36 Salsette Saki 3 & 4 | 36 | 155 | 6244 | Salsettte
TLMTWR03200409 | Loc No 37 Salsette Saki 3 & 4 | 37 | 249 | 6493 | Salsettte
TLMTWR03200410 | Loc No 38 Salsette Saki 3 & 4 | 38 | 220 | 6713 | Salsettte
TLMTWR03200411 | Loc No 39 Salsette Saki 3 & 4 | 39 | 252 | 6965 | Salsettte
TLMTWR03200412 | Loc No 40 Salsette Saki 3 & 4 | 40 | 208 | 7173 | Salsettte
TLMTWR02400319 | Loc No 41 Salsette Saki 3 & 4 | 41 | 135 | 7308 | Salsettte | Loc No 41 Salsette Saki 3 & 4 and Saki IIT # 5 &6
TLMTWR02400320 | Loc No 42 Salsette Saki 3 & 4 | 42 | 227 | 7535 | Salsettte | Loc No 41 Salsette Saki 3 & 4 and Saki IIT # 5 &6
TLMTWR02400321 | Loc No 43 Salsette Saki 3 & 4 | 43 | 213 | 7748 | Salsettte | Loc No 41 Salsette Saki 3 & 4 and Saki IIT # 5 &6
TLMAST03100047 | A2 Str Sal Saki 4 Saki | A 2 SAKI | 56 | 7804 | Salsettte
|  | Total | 7804

## Kolshet BMC BO BO 1
110 kV Kolshet BMC BO BO 1
Name of Line | Location /Span | Section length(kM) | Conductor type | Tower Type | Number of strands | Sectionwise Adjacent line name on same tower | Bundled (Yes / No) | Spacing betn conductor in a bundle
110kV Kolshet BMC line | Loc No A2 Str Kolshet to 1 | 11.104 | 0.35 ACSR | Double Circuit | (54/3.00),(7/3.00) | 110kV Salsette Kolshet | No | NA
| Loc No 1 to 7 to 12 | 1.851 | 0.35 ACSR | Four Circuit | (54/3.00),(7/3.00) | ( Top Circuit) 220kV Salsette Borivali # 1 & 2 (Bottom Circuit) 110kV Salsette BMC | No | NA
| Loc No 12 to BMC Gantry | 0.925 | 0.35 ACSR | Double Circuit | (54/3.00),(7/3.00) | 110kV Salsette BMC | No | NA
| Tap at Loc No 12 to 34 (110kV Kolshet BMC RHS) | 6.6 | 0.35 ACSR | Four Circuit | (54/3.00),(7/3.00) | ( Top Circuit) 220kV Salsette Borivali # 1 & 2 (Bottom Circuit) 110 kV Kolshet BMC LHS | No | NA
110 kV Spare Circuit | Loc No 34 to Loc No1 | 0.185 | 0.35 ASCR | Double/ Four Circuit | (54/3.00),(7/3.00) | ( Top Circuit) 220kV BO-BO # 4 (At Loc no 33A) | No | NA
110 kV BO-BO # 1 | Loc No 1 to A2 STR Tata (Bor) | 1.8 | 2 x 0.2 ACSR | Double/ Four Circuit | (30/3.00),(7/3.00) | ( Top Circuit) 220kV BO-BO # 5 (At Loc no 2A) 110 kV BO-BO # 2 | Yes | 380 mm
| Total Length | 22.465

## Borivali Malad 1 & 2
110KV BORIVALI - MALAD # 1 & 2
CONDUCTOR OSTRISCH ACCR /1872 AMPS
Year of Line Construction - 1987
LOC.NO. | FOUNDATION | TYPE OF Tower. | ATTACHMENT | SPAN | REMARKS
1 | GRILLAGE | DH+5 | D strain |  | OPGW JOINT
2 | GRILLAGE | DH+12.5 | D/S Strain | 217.5
3 | GRILLAGE | DH+5 | S/S Strain | 112.5
4 | GRILLAGE | TP+3 | S/S Strain | 133.8
5 | GRILLAGE | TY | Single Susp. | 130.5
6 | GRILLAGE | TP | Single Susp. | 97.5
7 | GRILLAGE | TY | Single Susp. | 118.5
8 | GRILLAGE | TP | Single Susp. | 125.7
9 | GRILLAGE | DH | S/S Strain | 118.5 | OPGW JOINT
10 | GRILLAGE | DH | S/S Strain |  | Only L# 1
11 | GRILLAGE | CH | S/D Strain | 215
12 | GRILLAGE | AH | Double Susp. | 254
13 | GRILLAGE | AH+5 | Single Susp. | 276
14 | GRILLAGE | DH+15 | S/D Strain | 315
15 | GRILLAGE | CH+5 | D/S Strain | 153 | 22kV IND-FDR/220kV REL VSV-BOR & ARY-BOR LINE & 33kV DIND-POI LINE 1 & 2 /Western Express Highway Xing in span 14-15
16 | GRILLAGE | CH+5 | S/D Strain | 200
16A | GRILLAGE | CH+5 | D/D Strain | 118
16B | GRILLAGE | CH | D/D Strain | 81.5
17 | GRILLAGE | AH+5 | Double Susp. | 81.5
18 | GRILLAGE | AH | Double Susp. | 190
19 | GRILLAGE | AH+5 | Double Susp. | 214
20 | GRILLAGE | DH | D/D Strain | 222
21 | GRILLAGE | CH | D/D Strain | 192
22 | Raft | DH+10 | D/D Strain | 218.3
23 | Raft | DH+10 | D/D Strain | 100 | MALAD SIDE POLYMER/Western Railway crossing in span 22 - 23
24 | Raft | CH | S/S Strain | 148.3
25 | GRILLAGE | DH+5 | S/D Strain | 100
26 | GRILLAGE | CH+5 | D/D Strain | 261
27 | GRILLAGE | CH+5 | D/D Strain | 210
28 | GRILLAGE | DH | D/D Strain | 194
29 | GRILLAGE | DH | D/D Strain | 140 | Road crossing in span 28 -29
30 | GRILLAGE | AH+5 | Double Susp. | 224 | Road crossing in span 29 -30
30A | PILE | AH+5 | Double Susp. | 110 | Road crossing in span 30A -31
31 | GRILLAGE | DH | S/S Strain | 127.1 | POLYMER
32 | GRILLAGE | CH+5 | D/S Strain | 262.9 | Road crossing in span 31 -32
33 | GRILLAGE | AH+5 | Double Susp. | 210
34 | GRILLAGE | CH | D/D Strain | 115
35 | GRILLAGE | DH | D/D Strain | 85 | ANTIFOG\;POLYMER/OPGW JOINT
36 | GRILLAGE | AH+5 | Double Susp. | 250
37 | GRILLAGE | AH+5 | Double Susp. | 280 | Road crossing in span 36 -37
38 | GRILLAGE | AH | S/S Strain | 250 | POLYMER
39 | PILE | DH+5 | D/D Strain | 150
40 | PILE | AH+10 | Double Susp. | 255
41 | PILE | AH+5 | Double Susp. | 255
42 | PILE | DH | D/D Strain | 281 | Malad - Marve Road crossing in span 42 - 43
43 | GRILLAGE | Special | D/D Strain | 154 | BASE-8.8Mtr.
A2 Str |  | A2 Str | D/ Strain | 20
| Total Single Ckt. line length in Kmtrs- |  |  | 7967.1

## Malad Versova 1 & 2
110KV MALAD - VERSOVA # 1 & 2
CONDUCTOR 0.35 ACSR/750 AMPS
LOC.NO. | FOUNDATION | TYPE OF Tower. | ATTACHMENT | SPAN | REMARKS
1 | PILE | DH+5 | D/S ; S/S STRAIN
2 | PILE | CH | S/S STRAIN | 195
3 | PILE | AH | SINGLE SUS | 180
4 | PILE | DH | S/S STRAIN | 231
5 | PILE | AH | SINGLE SUS | 254
6 | PILE | AH | SINGLE SUS | 270
7 | PILE | DH | S/D STRAIN | 196
8 | PILE | CH+5 | D/S STRAIN | 174
9 | PILE | CH+5 | S/S STRAIN | 186 | OPGW JOINT
10 | PILE | DH +5 | S/S STRAIN | 320 | OPGW JOINT
12 | PILE | AH | SINGLE SUS | 230
13 | PILE | AH | SINGLE SUS | 260
14 | PILE | DH | S/S STRAIN | 214
15 | PILE | CH | S/S STRAIN | 260
16 | PILE | CH | S\D STRAIN | 276
17 | PILE | DH | S\D STRAIN | 284
18 | PILE | CH +10 | D/S STRAIN | 246
19 | PILE | CH | S/S STRAIN | 274 | 220KV BSES VSV-BOR & VSV- ARY & 33kV DIND-POI LINE 1 & 2 XING IN SPAN 18-19 POLYMER. New OPGW Joint (14.02.2011)
20 | PILE | DH +10 | S/S STRAIN | 299
21 | PILE | CH+10 | S/D STRAIN | 330
22 | PILE | CH+10 | D\D STRAIN | 331
23 | PILE | CH +10 | D\D STRAIN | 296
23A | PILE | Monopole | D\D STRAIN | 50 | NEW LINK ROAD XING IN SPAN 23-24/OPGW JOINT
Gantry Str | PILE | Gantry Str | D STRAIN | 50
| Total Single Ckt. Line Length- |  |  | 5406

## BO BO Line 2
110KV TATA BOR - MSEB BOR # 2
CONDUCTOR 2x0.2 ACSR /1100 AMPS
LOC.NO. | FOUNDATION | TYPE OF Tower. | ATTACHMENT | REMARKS
1 | GRILLAGE | BD TYPE +10 | D/S STRAIN | ANTIFOG; POLYMER
2 | GRILLAGE | BD TYPE +10 | S/D STRAIN | LINE # 1; S/S & LINE#2S/D . ANTIFOG; POLYMER
2A | Raft | DF
3 | GRILLAGE | BD TYPE | S/S STRAIN | POLYMER
4 | GRILLAGE | BD TYPE | SINGLE SUS | POLYMER
5 | GRILLAGE | BD TYPE | SINGLE SUS | POLYMER
6 | GRILLAGE | BD TYPE | SINGLE SUS | POLYMER
7 | GRILLAGE | BD TYPE | SINGLE SUS | POLYMER
8 | GRILLAGE | BD TYPE | S/S STRAIN | POLYMER
9 | GRILLAGE | BD TYPE | SINGLE SUS | POLYMER
10 | GRILLAGE | BD TYPE | S/S STRAIN | POLYMER
11 | GRILLAGE | DH | S/S STRAIN | POLYMER
12 | GRILLAGE | BD TYPE | SINGLE SUS | POLYMER
13 | GRILLAGE | BD TYPE | S/S STRAIN | POLYMER
14 | GRILLAGE | LEHIGH S/C | S/D STRAIN | ANTIFOG; LINE # 1
15 | GRILLAGE | DH | S/D STRAIN | ANTIFOG; LINE # 2
Total Single Ckt. Line Length- 1.9 Kmtrs

## Kalwa Kalyan
110 kV Kalwa Kalyan Line
Equipment Number | Description of Equipment | Tower No | Span Length | Location from Kalwa | Camp
TLMGNT03100015 | Gantry Kalwa Kalyan Kalwa | Gantry At Kalwa | 0 | 0 | Kalyan
TLMTWR03201612 | Loc No 45 Kalwa Kalyan | 45 | 50 | 50 | Kalyan | Tower no TLMTWR03201518 (Loc No 45 Kalwa Kalyan) need to be deleted in system
TLMTWR03201611 | Loc No 44 Kalwa Kalyan | 44 | 40 | 90 | Kalyan
TLMTWR03201609 | Loc No 43 Kyn Klw Sal 2 & Kalwa Kalyan | 43 | 100 | 190 | Kalyan
TLMTWR03200536 | Loc No 124 Kalwa Kalyan | 124 | 150 | 340 | Kalyan
TLMTWR03200537 | Loc No 125 Kalwa Kalyan | 125 | 182.88 | 522.88 | Kalyan
TLMTWR03201441 | Loc No 126 Kalwa Kalyan | 126 | 201.19 | 724.07 | Kalyan
TLMTWR03201442 | Loc No 127 Kalwa Kalyan | 127 | 244.75 | 968.82 | Kalyan
TLMTWR03201443 | Loc No 128 Kalwa Kalyan | 128 | 203.3 | 1172.12 | Kalyan
TLMTWR03201444 | Loc No 129 Kalwa Kalyan | 129 | 243.84 | 1415.96 | Kalyan
TLMTWR03201445 | Loc No 130 Kalwa Kalyan | 130 | 420.62 | 1836.58 | Kalyan
TLMTWR03201446 | Loc No 131 Kalwa Kalyan | 131 | 45.72 | 1882.3 | Kalyan
TLMTWR03201447 | Loc No 132 Kalwa Kalyan | 132 | 166.12 | 2048.42 | Kalyan
TLMTWR03201448 | Loc No 133 Kalwa Kalyan | 133 | 221.59 | 2270.01 | Kalyan
TLMTWR03201449 | Loc No 134 Kalwa Kalyan | 134 | 115.21 | 2385.22 | Kalyan
TLMTWR03201450 | Loc No 135 Kalwa Kalyan | 135 | 256.08 | 2641.3 | Kalyan
TLMTWR03201451 | Loc No 136 Kalwa Kalyan | 136 | 249.94 | 2891.24 | Kalyan
TLMTWR03201452 | Loc No 137 Kalwa Kalyan | 137 | 192.94 | 3084.18 | Kalyan
TLMTWR03201453 | Loc No 138 Kalwa Kalyan | 138 | 133.2 | 3217.38 | Kalyan
TLMTWR03201454 | Loc No 139 Kalwa Kalyan | 139 | 260.31 | 3477.69 | Kalyan
TLMTWR03201455 | Loc No 140 Kalwa Kalyan | 140 | 216.41 | 3694.1 | Kalyan
TLMTWR03201456 | Loc No 141 Kalwa Kalyan | 141 | 245.89 | 3939.99 | Kalyan
TLMTWR03201457 | Loc No 142 Kalwa Kalyan | 142 | 245.89 | 4185.88 | Kalyan
TLMTWR03201458 | Loc No 143 Kalwa Kalyan | 143 | 257.56 | 4443.44 | Kalyan
TLMTWR03201459 | Loc No 144 Kalwa Kalyan | 144 | 236.22 | 4679.66 | Kalyan
TLMTWR03201460 | Loc No 145 Kalwa Kalyan | 145 | 240.79 | 4920.45 | Kalyan
TLMTWR03201461 | Loc No 146 Kalwa Kalyan | 146 | 240.79 | 5161.24 | Kalyan
TLMTWR03201462 | Loc No 147 Kalwa Kalyan | 147 | 237.74 | 5398.98 | Kalyan
TLMTWR03201463 | Loc No 148 Kalwa Kalyan | 148 | 277.37 | 5676.35 | Kalyan
TLMTWR03201464 | Loc No 149 Kalwa Kalyan | 149 | 193.26 | 5869.61 | Kalyan
TLMTWR03201465 | Loc No 150 Kalwa Kalyan | 150 | 205.74 | 6075.35 | Kalyan
TLMTWR03201466 | Loc No 151 Kalwa Kalyan | 151 | 220.98 | 6296.33 | Kalyan
TLMTWR03201467 | Loc No 152 Kalwa Kalyan | 152 | 225.55 | 6521.88 | Kalyan
TLMTWR03201468 | Loc No 153 Kalwa Kalyan | 153 | 164.59 | 6686.47 | Kalyan
TLMTWR03201469 | Loc No 154 Kalwa Kalyan | 154 | 246.28 | 6932.75 | Kalyan
TLMTWR03201470 | Loc No 155 Kalwa Kalyan | 155 | 223.11 | 7155.86 | Kalyan
TLMTWR03201471 | Loc No 156 Kalwa Kalyan | 156 | 269.46 | 7425.32 | Kalyan
TLMTWR03201472 | Loc No 157 Kalwa Kalyan | 157 | 259.98 | 7685.3 | Kalyan
TLMTWR03201473 | Loc No 158 Kalwa Kalyan | 158 | 216.41 | 7901.71 | Kalyan
TLMTWR03201474 | Loc No 159 Kalwa Kalyan | 159 | 225.55 | 8127.26 | Kalyan
TLMTWR03201475 | Loc No 160 Kalwa Kalyan | 160 | 195.07 | 8322.33 | Kalyan
TLMTWR03201476 | Loc No 161 Kalwa Kalyan | 161 | 213.36 | 8535.69 | Kalyan
TLMTWR03201477 | Loc No 162 Kalwa Kalyan | 162 | 222.5 | 8758.19 | Kalyan
TLMTWR03201478 | Loc No 163 Kalwa Kalyan | 163 | 230.73 | 8988.92 | Kalyan
TLMTWR03201479 | Loc No 164 Kalwa Kalyan | 164 | 241.71 | 9230.63 | Kalyan
TLMTWR03201480 | Loc No 165 Kalwa Kalyan | 165 | 219.46 | 9450.09 | Kalyan
TLMTWR03201481 | Loc No 166 Kalwa Kalyan | 166 | 263.36 | 9713.45 | Kalyan
TLMTWR03201482 | Loc No 167 Kalwa Kalyan | 167 | 219.46 | 9932.91 | Kalyan
TLMTWR03201483 | Loc No 168 Kalwa Kalyan | 168 | 219.46 | 10152.37 | Kalyan
TLMTWR03201484 | Loc No 169 Kalwa Kalyan | 169 | 207.25 | 10359.62 | Kalyan
TLMTWR03201485 | Loc No 170 Kalwa Kalyan | 170 | 202.69 | 10562.31 | Kalyan
TLMTWR03201486 | Loc No 171 Kalwa Kalyan | 171 | 208.79 | 10771.1 | Kalyan
TLMTWR03201487 | Loc No 172 Kalwa Kalyan | 172 | 213.36 | 10984.46 | Kalyan
TLMTWR03201488 | Loc No 173 Kalwa Kalyan | 173 | 204.22 | 11188.68 | Kalyan
TLMTWR03201489 | Loc No 174 Kalwa Kalyan | 174 | 213.36 | 11402.04 | Kalyan
TLMTWR03201490 | Loc No 174A Kalwa Kalyan | 174A | 202.69 | 11604.73 | Kalyan
TLMTWR03201491 | Loc No 175 Kalwa Kalyan | 175 | 198.73 | 11803.46 | Kalyan
TLMTWR03201492 | Loc No 175A Kalwa Kalyan | 175A | 99.08 | 11902.54 | Kalyan
TLMTWR03201493 | Loc No 176 Kalwa Kalyan | 176 | 199.8 | 12102.34 | Kalyan
TLMTWR03201494 | Loc No 177 Kalwa Kalyan | 177 | 173.74 | 12276.08 | Kalyan
TLMTWR03201495 | Loc No 178 Kalwa Kalyan | 178 | 176.17 | 12452.25 | Kalyan
TLMTWR03201496 | Loc No 179 Kalwa Kalyan | 179 | 161.53 | 12613.78 | Kalyan
TLMTWR03201497 | Loc No 180 Kalwa Kalyan | 180 | 161.53 | 12775.31 | Kalyan
TLMTWR03201498 | Loc No 181 Kalwa Kalyan | 181 | 161.53 | 12936.84 | Kalyan
TLMTWR03201499 | Loc No 182 Kalwa Kalyan | 182 | 161.53 | 13098.37 | Kalyan
TLMTWR03201500 | Loc No 183 Kalwa Kalyan | 183 | 161.53 | 13259.9 | Kalyan
TLMTWR03201501 | Loc No 184 Kalwa Kalyan | 184 | 161.53 | 13421.43 | Kalyan
TLMTWR03201502 | Loc No 185 Kalwa Kalyan | 185 | 161.53 | 13582.96 | Kalyan
TLMTWR03201503 | Loc No 186 Kalwa Kalyan | 186 | 161.53 | 13744.49 | Kalyan
TLMTWR03201504 | Loc No 187 Kalwa Kalyan | 187 | 161.53 | 13906.02 | Kalyan
TLMTWR03201505 | Loc No 188 Kalwa Kalyan | 188 | 161.53 | 14067.55 | Kalyan
TLMTWR03201506 | Loc No 189 Kalwa Kalyan | 189 | 161.53 | 14229.08 | Kalyan
TLMTWR03201507 | Loc No 190 Kalwa Kalyan | 190 | 161.53 | 14390.61 | Kalyan
TLMTWR03201508 | Loc No 191 Kalwa Kalyan | 191 | 161.53 | 14552.14 | Kalyan
TLMTWR03201509 | Loc No 192 Kalwa Kalyan | 192 | 211.53 | 14763.67 | Kalyan
TLMTWR03201510 | Loc No 193 Kalwa Kalyan | 193 | 161.53 | 14925.2 | Kalyan
TLMTWR03201511 | Loc No 194 Kalwa Kalyan | 194 | 211.53 | 15136.73 | Kalyan
TLMTWR03201512 | Loc No 195 Kalwa Kalyan | 195 | 161.53 | 15298.26 | Kalyan
TLMTWR03201513 | Loc No 196 Kalwa Kalyan | 196 | 161.53 | 15459.79 | Kalyan
TLMTWR03201514 | Loc No 197 Kalwa Kalyan | 197 | 161.53 | 15621.32 | Kalyan
TLMTWR03201515 | Loc No 198 Kalwa Kalyan | 198 | 161.53 | 15782.85 | Kalyan
TLMTWR03201516 | Loc No 199 Kalwa Kalyan | 199 | 211.53 | 15994.38 | Kalyan
TLMTWR03201517 | Loc No 200 Kalwa Kalyan | 200 | 161.53 | 16155.91 | Kalyan
TLMTWR03100258 | Loc No 200A Kalwa Kalyan | 200A | 161.53 | 16317.44 | Kalyan
TLMHFR03100006 | Loc No 200B Kalwa Kalyan | 200B | 161.53 | 16478.97 | Kalyan
TLMTWR03100429 | Loc No 200C Kalwa Kalyan | 200C | 161.53 | 16640.5 | Kalyan
TLMAST03100067 | A2 Str Kalwa Kalyan Kalyan | A2 STR | 161.53 | 16802.03 | Kalyan
|  | Total | 16802.03

## KKS1
110 kV Kalyan Kalwa Salsette Line 1
Equipment Number | Description of Equipment | Tower No | Span Length | Location from Kalyan | Camp
TLMAST03100066 | A2 Str Kyn Klw Sal 1 Kalyan | A2 structure | 0 | 0 | Kalyan
TLMTWR03201351 | Loc No 1 Kyn Klw Sal 1 | 1 | 34.6 | 34.6 | Kalyan
TLMTWR03201352 | Loc No 02 Kyn Klw Sal 1 & 2 | 2 | 25.1 | 59.7 | Kalyan | Loc No 2 Kyn Klw Sal 1 & 2
TLMTWR03201353 | Loc No 03 Kyn Klw Sal 1 & 2 | 3 | 35 | 94.7 | Kalyan | Loc No 3 Kyn Klw Sal 1 & 2
TLMTWR03201354 | Loc No 04 Kyn Klw Sal 1 & 2 | 4 | 27 | 121.7 | Kalyan | Loc No 4 Kyn Klw Sal 1 & 2
TLMTWR03200519 | Loc No 05 Kyn Klw Sal 1 & 2 | 5 | 79 | 200.7 | Kalyan | Loc No 5 Kyn Klw Sal 1 & 2
TLMTWR03201355 | Loc No 06 Kyn Klw Sal 1 & 2 | 6 | 169 | 369.7 | Kalyan | Loc No 6 Kyn Klw Sal 1 & 2
TLMTWR03201356 | Loc No 07 Kyn Klw Sal 1 & 2 | 7 | 127 | 496.7 | Kalyan | Loc No 7 Kyn Klw Sal 1 & 2
TLMTWR03201357 | Loc No 08 Kyn Klw Sal 1 & 2 | 8 | 155 | 651.7 | Kalyan | Loc No 8 Kyn Klw Sal 1 & 2
TLMTWR03201358 | Loc No 09 Kyn Klw Sal 1 & 2 | 9 | 169 | 820.7 | Kalyan | Loc No 9 Kyn Klw Sal 1 & 2
TLMTWR03201359 | Loc No 10 Kyn Klw Sal 1 & 2 | 10 | 168 | 988.7 | Kalyan
TLMTWR03201360 | Loc No 11 Kyn Klw Sal 1& 2 | 11 | 123 | 1111.7 | Kalyan
TLMTWR03201361 | Loc No 12 Kyn Klw Sal 1 & 2 | 12 | 153 | 1264.7 | Kalyan
TLMTWR03201362 | Loc No 13 Kyn Klw Sal 1 & 2 | 13 | 146 | 1410.7 | Kalyan
TLMTWR03201363 | Loc No 14 Kyn Klw Sal 1 & 2 | 14 | 157 | 1567.7 | Kalyan
TLMTWR03201364 | Loc No 15 Kyn Klw Sal 1 & 2 | 15 | 157 | 1724.7 | Kalyan
TLMTWR03201365 | Loc No 16 Kyn Klw Sal 1 & 2 | 16 | 169 | 1893.7 | Kalyan
TLMTWR03201366 | Loc No 17 Kyn Klw Sal 1 & 2 | 17 | 144 | 2037.7 | Kalyan
TLMTWR03201367 | Loc No 18 Kyn Klw Sal 1 & 2 | 18 | 159 | 2196.7 | Kalyan
TLMTWR03201368 | Loc No 19 Kyn Klw Sal 1 & 2 | 19 | 134 | 2330.7 | Kalyan
TLMTWR03201369 | Loc No 20 Kyn Klw Sal 1 & 2 | 20 | 168 | 2498.7 | Kalyan
TLMTWR03201370 | Loc No 21 Kyn Klw Sal 1 & 2 | 21 | 163 | 2661.7 | Kalyan
TLMTWR03201371 | Loc No 22 Kyn Klw Sal 1 & 2 | 22 | 193 | 2854.7 | Kalyan
TLMTWR03201372 | Loc No 23 Kyn Klw Sal 1 & 2 | 23 | 155 | 3009.7 | Kalyan
TLMTWR03201373 | Loc No 24 Kyn Klw Sal 1 & 2 | 24 | 129 | 3138.7 | Kalyan
TLMTWR03201374 | Loc No 25 Kyn Klw Sal 1 & 2 | 25 | 181 | 3319.7 | Kalyan
TLMTWR03201375 | Loc No 26 Kyn Klw Sal 1 & 2 | 26 | 152 | 3471.7 | Kalyan
TLMTWR03201376 | Loc No 27 Kyn Klw Sal 1 & 2 | 27 | 157 | 3628.7 | Kalyan
TLMTWR03201377 | Loc No 28 Kyn Klw Sal 1 & 2 | 28 | 145 | 3773.7 | Kalyan
TLMTWR03201378 | Loc No 29 Kyn Klw Sal 1 & 2 | 29 | 236 | 4009.7 | Kalyan
TLMTWR03201379 | Loc No 30 Kyn Klw Sal 1 & 2 | 30 | 221 | 4230.7 | Kalyan
TLMTWR03201380 | Loc No 31 Kyn Klw Sal 1 & 2 | 31 | 133 | 4363.7 | Kalyan
TLMTWR03201381 | Loc No 32 Kyn Klw Sal 1 & 2 | 32 | 283 | 4646.7 | Kalyan
TLMTWR03201382 | Loc No 33 Kyn Klw Sal 1 & 2 | 33 | 249 | 4895.7 | Kalyan
TLMTWR03200520 | Loc No 34 Kyn Klw Sal 1 & 2 | 34 | 323 | 5218.7 | Kalyan
TLMTWR03201383 | Loc No 35 Kyn Klw Sal 1 & 2 | 35 | 204 | 5422.7 | Kalyan
TLMTWR03201384 | Loc No 36 Kyn Klw Sal 1 & 2 | 36 | 157 | 5579.7 | Kalyan
TLMTWR03201385 | Loc No 37 Kyn Klw Sal 1 & 2 | 37 | 163 | 5742.7 | Kalyan
TLMTWR03201386 | Loc No 38 Kyn Klw Sal 1 & 2 | 38 | 268 | 6010.7 | Kalyan
TLMTWR03201387 | Loc No 39 Kyn Klw Sal 1 & 2 | 39 | 265 | 6275.7 | Kalyan
TLMTWR03201388 | Loc No 40 Kyn Klw Sal 1 & 2 | 40 | 265 | 6540.7 | Kalyan
TLMTWR03200521 | Loc No 41 Kyn Klw Sal 1 & 2 | 41 | 265 | 6805.7 | Kalyan
TLMTWR03200522 | Loc No 42 Kyn Klw Sal 1 & 2 | 42 | 248 | 7053.7 | Kalyan
TLMTWR03201389 | Loc No 43 Kyn Klw Sal 1 & 2 | 43 | 284 | 7337.7 | Kalyan
TLMTWR03201390 | Loc No 44 Kyn Klw Sal 1 & 2 | 44 | 247 | 7584.7 | Kalyan
TLMTWR03200523 | Loc No 45 Kyn Klw Sal 1 & 2 | 45 | 280 | 7864.7 | Kalyan
TLMTWR03200524 | Loc No 46 Kyn Klw Sal 1 & 2 | 46 | 122 | 7986.7 | Kalyan
TLMTWR03201391 | Loc No 47 Kyn Klw Sal 1 & 2 | 47 | 268 | 8254.7 | Kalyan
TLMTWR03201392 | Loc No 48 Kyn Klw Sal 1 & 2 | 48 | 268 | 8522.7 | Kalyan
TLMTWR03201393 | Loc No 49 Kyn Klw Sal 1 & 2 | 49 | 268 | 8790.7 | Kalyan
TLMTWR03201394 | Loc No 50 Kyn Klw Sal 1 & 2 | 50 | 268 | 9058.7 | Kalyan
TLMTWR03201395 | Loc No 51 Kyn Klw Sal 1 & 2 | 51 | 265 | 9323.7 | Kalyan
TLMTWR03201396 | Loc No 52 Kyn Klw Sal 1 & 2 | 52 | 268 | 9591.7 | Kalyan
TLMTWR03201397 | Loc No 53 Kyn Klw Sal 1 & 2 | 53 | 265 | 9856.7 | Kalyan
TLMTWR03201398 | Loc No 54 Kyn Klw Sal 1 & 2 | 54 | 267 | 10123.7 | Kalyan
TLMTWR03201399 | Loc No 55 Kyn Klw Sal 1 & 2 | 55 | 267 | 10390.7 | Kalyan
TLMTWR03201400 | Loc No 56 Kyn Klw Sal 1 & 2 | 56 | 268 | 10658.7 | Kalyan
TLMTWR03201401 | Loc No 57 Kyn Klw Sal 1 & 2 | 57 | 259 | 10917.7 | Kalyan
TLMTWR03201402 | Loc No 58 Kyn Klw Sal 1 & 2 | 58 | 245 | 11162.7 | Kalyan
TLMTWR03201403 | Loc No 59 Kyn Klw Sal 1 & 2 | 59 | 226 | 11388.7 | Kalyan
TLMTWR03200525 | Loc No 60 Kyn Klw Sal 1 & 2 | 60 | 225 | 11613.7 | Kalyan
TLMTWR03201404 | Loc No 61 Kyn Klw Sal 1 & 2 | 61 | 230 | 11843.7 | Kalyan
TLMTWR03201405 | Loc No 62 Kyn Klw Sal 1 & 2 | 62 | 155 | 11998.7 | Kalyan
TLMTWR03201406 | Loc No 63 Kyn Klw Sal 1 & 2 | 63 | 165 | 12163.7 | Kalyan
TLMTWR03201407 | Loc No 64 Kyn Klw Sal 1 & 2 | 64 | 118 | 12281.7 | Kalyan
TLMTWR03200526 | Loc No 65 Kyn Klw Sal 1 & 2 | 65 | 130 | 12411.7 | Kalyan
TLMTWR03201408 | Loc No 66 Kyn Klw Sal 1 & 2 | 66 | 112 | 12523.7 | Kalyan
TLMTWR03201409 | Loc No 67 Kyn Klw Sal 1 & 2 | 67 | 180 | 12703.7 | Kalyan
TLMTWR03200527 | Loc No 68 Kyn Klw Sal 1 & 2 | 68 | 190 | 12893.7 | Kalyan
TLMTWR03201410 | Loc No 69 Kyn Klw Sal 1 & 2 | 69 | 172 | 13065.7 | Kalyan
TLMTWR03200528 | Loc No 70 Kyn Klw Sal 1 & 2 | 70 | 154 | 13219.7 | Kalyan
TLMTWR03201411 | Loc No 71 Kyn Klw Sal 1 & 2 | 71 | 299 | 13518.7 | Kalyan
TLMTWR03200529 | Loc No 72 Kyn Klw Sal 1 & 2 | 72 | 178 | 13696.7 | Kalyan
TLMTWR03200530 | Loc No 73 Kyn Klw Sal 1 & 2 | 73 | 158 | 13854.7 | Kalyan
TLMTWR03201412 | Loc No 74 Kyn Klw Sal 1 & 2 | 74 | 209 | 14063.7 | Kalyan
TLMTWR03200531 | Loc No 75 Kyn Klw Sal 1 & 2 | 75 | 252 | 14315.7 | Kalyan
TLMTWR03200532 | Loc No 76 Kyn Klw Sal 1 & 2 | 76 | 123 | 14438.7 | Kalyan
TLMTWR03200533 | Loc No 77 Kyn Klw Sal 1 & 2 | 77 | 177 | 14615.7 | Kalyan
TLMTWR03201413 | Loc No 78 Kyn Klw Sal 1 | 78 | 182.88 | 14798.58 | Kalyan
TLMTWR03201414 | Loc No 79 Kyn Klw Sal 1 | 79 | 201.17 | 14999.75 | Kalyan
TLMTWR03201415 | Loc No 80 Kyn Klw Sal 1 | 80 | 204.22 | 15203.97 | Kalyan
TLMTWR03201416 | Loc No 81 Kyn Klw Sal 1 | 81 | 207.27 | 15411.24 | Kalyan
TLMTWR03201417 | Loc No 82 Kyn Klw Sal 1 | 82 | 219.46 | 15630.7 | Kalyan
TLMTWR03201418 | Loc No 83 Kyn Klw Sal 1 | 83 | 219.46 | 15850.16 | Kalyan
TLMTWR03201419 | Loc No 84 Kyn Klw Sal 1 | 84 | 231.65 | 16081.81 | Salsette
TLMTWR03201420 | Loc No 85 Kyn Klw Sal 1 | 85 | 256.04 | 16337.85 | Salsette
TLMTWR03201421 | Loc No 86 Kyn Klw Sal 1 | 86 | 262.13 | 16599.98 | Salsette
TLMTWR03201422 | Loc No 87 Kyn Klw Sal 1 | 87 | 256.04 | 16856.02 | Salsette
TLMTWR03201423 | Loc No 88 Kyn Klw Sal 1 | 88 | 213.36 | 17069.38 | Salsette
TLMTWR03201424 | Loc No 89 Kyn Klw Sal 1 | 89 | 182.88 | 17252.26 | Salsette
TLMTWR03201425 | Loc No 90 Kyn Klw Sal 1 | 90 | 118.88 | 17371.14 | Salsette
TLMTWR03201426 | Loc No 91 Kyn Klw Sal 1 | 91 | 155.45 | 17526.59 | Salsette
TLMTWR03201427 | Loc No 92 Kyn Klw Sal 1 | 92 | 147.53 | 17674.12 | Salsette
TLMTWR03201428 | Loc No 93 Kyn Klw Sal 1 | 93 | 227.39 | 17901.51 | Salsette
TLMTWR03201429 | Loc No 94 Kyn Klw Sal 1 | 94 | 234.7 | 18136.21 | Salsette
TLMTWR03201430 | Loc No 95 Kyn Klw Sal 1 | 95 | 228.6 | 18364.81 | Salsette
TLMTWR03201431 | Loc No 96 Kyn Klw Sal 1 | 96 | 219.46 | 18584.27 | Salsette
TLMTWR03201432 | Loc No 97 Kyn Klw Sal 1 | 97 | 225.56 | 18809.83 | Salsette
TLMTWR03201433 | Loc No 98 Kyn Klw Sal 1 | 98 | 213.36 | 19023.19 | Salsette
TLMTWR03201434 | Loc No 99 Kyn Klw Sal 1 | 99 | 251.17 | 19274.36 | Salsette
TLMTWR03200534 | Loc No 99A Kyn Klw Sal 1 | 99A | 89.92 | 19364.28 | Salsette
TLMTWR03200535 | Loc No 100 Kyn Klw Sal 1 | 100 | 139.92 | 19504.2 | Salsette
TLMTWR03201435 | Loc No 101 Kyn Klw Sal 1 | 101 | 207.27 | 19711.47 | Salsette
TLMTWR03201436 | Loc No 102 Kyn Klw Sal 1 | 102 | 214.89 | 19926.36 | Salsette
TLMTWR03201437 | Loc No 103 Kyn Klw Sal 1 | 103 | 172.22 | 20098.58 | Salsette
TLMTWR03201438 | Loc No 104 Kyn Klw Sal 1 | 104 | 173.74 | 20272.32 | Salsette
TLMTWR03201439 | Loc No 105 Kyn Klw Sal 1 | 105 | 213.36 | 20485.68 | Salsette
TLMTWR03201440 | Loc No 106 Kyn Klw Sal 1 | 106 | 222.51 | 20708.19 | Salsette
TLMTWR03201606 | Loc No 107 Kyn Klw Sal 1 | 107 | 225.56 | 20933.75 | Salsette | Loc No 107 Kyn Klw Sal 1 & 2
TLMTWR03201345 | Loc No 108 Kyn Klw Sal 1 & 2 | 108 | 0 | 20933.75 | Salsette
TLMTWR02400251 | Loc No 12 KS 3 & 4 and KKS 1 & 2 | 12 | 106.68 | 21040.43 | Salsette
TLMTWR03201344 | Loc No 109 Kyn Klw Sal 1 & 2 | 109 | 106.68 | 21147.11 | Salsette
TLMTWR03201343 | Loc No 110 Kyn Klw Sal 1 & 2 | 110 | 251.17 | 21398.28 | Salsette
TLMTWR03201342 | Loc No 111 Kyn Klw Sal 1 & 2 | 111 | 257.56 | 21655.84 | Salsette
TLMTWR03201341 | Loc No 112 Kyn Klw Sal 1 & 2 | 112 | 245.37 | 21901.21 | Salsette
TLMTWR03201340 | Loc No 113 Kyn Klw Sal 1 & 2 | 113 | 222.51 | 22123.72 | Salsette
TLMTWR03201339 | Loc No 114 Kyn Klw Sal 1 & 2 | 114 | 219.46 | 22343.18 | Salsette
TLMTWR03201338 | Loc No 115 Kyn Klw Sal 1 & 2 | 115 | 195.08 | 22538.26 | Salsette
TLMTWR03201337 | Loc No 116 Kyn Klw Sal 1 & 2 | 116 | 231.65 | 22769.91 | Salsette
TLMTWR03201336 | Loc No 117 Kyn Klw Sal 1 & 2 | 117 | 208.79 | 22978.7 | Salsette
TLMTWR03201335 | Loc No 118 Kyn Klw Sal 1 & 2 | 118 | 154.23 | 23132.93 | Salsette
TLMAST03100088 | A2 Str Kyn Klw Sal 1 Salsette | A 2 Str Salsette End | 50 | 23182.93 | Salsette
TLMTWR02400323 | Loc No 42 Kyn Klw Sal 1 & 2 | 42 | 0 | 14554.7 | Kalyan
TLMTWR03100254 | Loc No 43 Kyn Klw Sal 1 | 43 | 70 | 14624.7 | Kalyan
TLMGNT03100013 | Gantry Kyn Klw Sal 1 KALWA | Kalwa Gantry Str | 50 | 14674.7 | Kalyan
|  | Total | 23302.93

## KKS2
110 kV Kalyan Kalwa Salsette Line 2
Equipment Number | Description of Equipment | Tower No | Span Length | Location from Kalyan | Camp
TLMAST03100065 | A2 Str Kyn Klw Sal 2 Kalyan | A2 structure | 0 | 0 | Kalyan
TLMTWR03201352 | Loc No 02 Kyn Klw Sal 1 & 2 | 2 | 60 | 60 | Kalyan
TLMTWR03201353 | Loc No 03 Kyn Klw Sal 1 & 2 | 3 | 35 | 95 | Kalyan
TLMTWR03201354 | Loc No 04 Kyn Klw Sal 1 & 2 | 4 | 27 | 122 | Kalyan
TLMTWR03200519 | Loc No 05 Kyn Klw Sal 1 & 2 | 5 | 79 | 201 | Kalyan
TLMTWR03201355 | Loc No 06 Kyn Klw Sal 1 & 2 | 6 | 169 | 370 | Kalyan
TLMTWR03201356 | Loc No 07 Kyn Klw Sal 1 & 2 | 7 | 127 | 497 | Kalyan
TLMTWR03201357 | Loc No 08 Kyn Klw Sal 1 & 2 | 8 | 155 | 652 | Kalyan
TLMTWR03201358 | Loc No 09 Kyn Klw Sal 1 & 2 | 9 | 139 | 791 | Kalyan
TLMTWR03201359 | Loc No 10 Kyn Klw Sal 1 & 2 | 10 | 138 | 929 | Kalyan
TLMTWR03201360 | Loc No 11 Kyn Klw Sal 1& 2 | 11 | 123 | 1052 | Kalyan
TLMTWR03201361 | Loc No 12 Kyn Klw Sal 1 & 2 | 12 | 153 | 1205 | Kalyan
TLMTWR03201362 | Loc No 13 Kyn Klw Sal 1 & 2 | 13 | 146 | 1351 | Kalyan
TLMTWR03201363 | Loc No 14 Kyn Klw Sal 1 & 2 | 14 | 157 | 1508 | Kalyan
TLMTWR03201364 | Loc No 15 Kyn Klw Sal 1 & 2 | 15 | 157 | 1665 | Kalyan
TLMTWR03201365 | Loc No 16 Kyn Klw Sal 1 & 2 | 16 | 169 | 1834 | Kalyan
TLMTWR03201366 | Loc No 17 Kyn Klw Sal 1 & 2 | 17 | 144 | 1978 | Kalyan
TLMTWR03201367 | Loc No 18 Kyn Klw Sal 1 & 2 | 18 | 159 | 2137 | Kalyan
TLMTWR03201368 | Loc No 19 Kyn Klw Sal 1 & 2 | 19 | 134 | 2271 | Kalyan
TLMTWR03201369 | Loc No 20 Kyn Klw Sal 1 & 2 | 20 | 168 | 2439 | Kalyan
TLMTWR03201370 | Loc No 21 Kyn Klw Sal 1 & 2 | 21 | 163 | 2602 | Kalyan
TLMTWR03201371 | Loc No 22 Kyn Klw Sal 1 & 2 | 22 | 193 | 2795 | Kalyan
TLMTWR03201372 | Loc No 23 Kyn Klw Sal 1 & 2 | 23 | 155 | 2950 | Kalyan
TLMTWR03201373 | Loc No 24 Kyn Klw Sal 1 & 2 | 24 | 129 | 3079 | Kalyan
TLMTWR03201374 | Loc No 25 Kyn Klw Sal 1 & 2 | 25 | 181 | 3260 | Kalyan
TLMTWR03201375 | Loc No 26 Kyn Klw Sal 1 & 2 | 26 | 152 | 3412 | Kalyan
TLMTWR03201376 | Loc No 27 Kyn Klw Sal 1 & 2 | 27 | 157 | 3569 | Kalyan
TLMTWR03201377 | Loc No 28 Kyn Klw Sal 1 & 2 | 28 | 145 | 3714 | Kalyan
TLMTWR03201378 | Loc No 29 Kyn Klw Sal 1 & 2 | 29 | 206 | 3920 | Kalyan
TLMTWR03201379 | Loc No 30 Kyn Klw Sal 1 & 2 | 30 | 221 | 4141 | Kalyan
TLMTWR03201380 | Loc No 31 Kyn Klw Sal 1 & 2 | 31 | 133 | 4274 | Kalyan
TLMTWR03201381 | Loc No 32 Kyn Klw Sal 1 & 2 | 32 | 253 | 4527 | Kalyan
TLMTWR03201382 | Loc No 33 Kyn Klw Sal 1 & 2 | 33 | 249 | 4776 | Kalyan
TLMTWR03200520 | Loc No 34 Kyn Klw Sal 1 & 2 | 34 | 303 | 5079 | Kalyan
TLMTWR03201383 | Loc No 35 Kyn Klw Sal 1 & 2 | 35 | 204 | 5283 | Kalyan
TLMTWR03201384 | Loc No 36 Kyn Klw Sal 1 & 2 | 36 | 157 | 5440 | Kalyan
TLMTWR03201385 | Loc No 37 Kyn Klw Sal 1 & 2 | 37 | 163 | 5603 | Kalyan
TLMTWR03201386 | Loc No 38 Kyn Klw Sal 1 & 2 | 38 | 268 | 5871 | Kalyan
TLMTWR03201387 | Loc No 39 Kyn Klw Sal 1 & 2 | 39 | 265 | 6136 | Kalyan
TLMTWR03201388 | Loc No 40 Kyn Klw Sal 1 & 2 | 40 | 235 | 6371 | Kalyan
TLMTWR03200521 | Loc No 41 Kyn Klw Sal 1 & 2 | 41 | 265 | 6636 | Kalyan
TLMTWR03200522 | Loc No 42 Kyn Klw Sal 1 & 2 | 42 | 248 | 6884 | Kalyan
TLMTWR03201389 | Loc No 43 Kyn Klw Sal 1 & 2 | 43 | 284 | 7168 | Kalyan
TLMTWR03201390 | Loc No 44 Kyn Klw Sal 1 & 2 | 44 | 247 | 7415 | Kalyan
TLMTWR03200523 | Loc No 45 Kyn Klw Sal 1 & 2 | 45 | 280 | 7695 | Kalyan
TLMTWR03200524 | Loc No 46 Kyn Klw Sal 1 & 2 | 46 | 122 | 7817 | Kalyan
TLMTWR03201391 | Loc No 47 Kyn Klw Sal 1 & 2 | 47 | 238 | 8055 | Kalyan
TLMTWR03201392 | Loc No 48 Kyn Klw Sal 1 & 2 | 48 | 238 | 8293 | Kalyan
TLMTWR03201393 | Loc No 49 Kyn Klw Sal 1 & 2 | 49 | 268 | 8561 | Kalyan
TLMTWR03201394 | Loc No 50 Kyn Klw Sal 1 & 2 | 50 | 268 | 8829 | Kalyan
TLMTWR03201395 | Loc No 51 Kyn Klw Sal 1 & 2 | 51 | 265 | 9094 | Kalyan
TLMTWR03201396 | Loc No 52 Kyn Klw Sal 1 & 2 | 52 | 268 | 9362 | Kalyan
TLMTWR03201397 | Loc No 53 Kyn Klw Sal 1 & 2 | 53 | 265 | 9627 | Kalyan
TLMTWR03201398 | Loc No 54 Kyn Klw Sal 1 & 2 | 54 | 267 | 9894 | Kalyan
TLMTWR03201399 | Loc No 55 Kyn Klw Sal 1 & 2 | 55 | 267 | 10161 | Kalyan
TLMTWR03201400 | Loc No 56 Kyn Klw Sal 1 & 2 | 56 | 228 | 10389 | Kalyan
TLMTWR03201401 | Loc No 57 Kyn Klw Sal 1 & 2 | 57 | 259 | 10648 | Kalyan
TLMTWR03201402 | Loc No 58 Kyn Klw Sal 1 & 2 | 58 | 245 | 10893 | Kalyan
TLMTWR03201403 | Loc No 59 Kyn Klw Sal 1 & 2 | 59 | 226 | 11119 | Kalyan
TLMTWR03200525 | Loc No 60 Kyn Klw Sal 1 & 2 | 60 | 225 | 11344 | Kalyan
TLMTWR03201404 | Loc No 61 Kyn Klw Sal 1 & 2 | 61 | 180 | 11524 | Kalyan
TLMTWR03201405 | Loc No 62 Kyn Klw Sal 1 & 2 | 62 | 150 | 11674 | Kalyan
TLMTWR03201406 | Loc No 63 Kyn Klw Sal 1 & 2 | 63 | 165 | 11839 | Kalyan
TLMTWR03201407 | Loc No 64 Kyn Klw Sal 1 & 2 | 64 | 112 | 11951 | Kalyan
TLMTWR03200526 | Loc No 65 Kyn Klw Sal 1 & 2 | 65 | 130 | 12081 | Kalyan
TLMTWR03201408 | Loc No 66 Kyn Klw Sal 1 & 2 | 66 | 112 | 12193 | Kalyan
TLMTWR03201409 | Loc No 67 Kyn Klw Sal 1 & 2 | 67 | 180 | 12373 | Kalyan
TLMTWR03200527 | Loc No 68 Kyn Klw Sal 1 & 2 | 68 | 190 | 12563 | Kalyan
TLMTWR03201410 | Loc No 69 Kyn Klw Sal 1 & 2 | 69 | 172 | 12735 | Kalyan
TLMTWR03200528 | Loc No 70 Kyn Klw Sal 1 & 2 | 70 | 154 | 12889 | Kalyan
TLMTWR03201411 | Loc No 71 Kyn Klw Sal 1 & 2 | 71 | 299 | 13188 | Kalyan
TLMTWR03200529 | Loc No 72 Kyn Klw Sal 1 & 2 | 72 | 178 | 13366 | Kalyan
TLMTWR03200530 | Loc No 73 Kyn Klw Sal 1 & 2 | 73 | 158 | 13524 | Kalyan
TLMTWR03201412 | Loc No 74 Kyn Klw Sal 1 & 2 | 74 | 209 | 13733 | Kalyan
TLMTWR03200531 | Loc No 75 Kyn Klw Sal 1 & 2 | 75 | 202 | 13935 | Kalyan
TLMTWR03200532 | Loc No 76 Kyn Klw Sal 1 & 2 | 76 | 123 | 14058 | Kalyan
TLMTWR03200533 | Loc No 77 Kyn Klw Sal 1 & 2 | 77 | 177 | 14235 | Kalyan
TLMTWR02400323 | Loc No 42 Kyn Klw Sal 1 & 2 | 42 | 150 | 14385 | Kalyan
TLMTWR03200517 | Loc No 41 Kyn Klw Sal 2 | 41 | 175.27 | 14560.27 | Kalyan
TLMTWR03200516 | Loc No 40 Kyn Klw Sal 2 | 40 | 148.43 | 14708.7 | Kalyan
TLMTWR03200515 | Loc No 39 Kyn Klw Sal 2 | 39 | 223.55 | 14932.25 | Kalyan
TLMTWR03201349 | Loc No 38 Kyn Klw Sal 2 | 38 | 225.55 | 15157.8 | Kalyan
TLMTWR03201348 | Loc No 37 Kyn Klw Sal 2 | 37 | 229.72 | 15387.52 | Kalyan
TLMTWR03200514 | Loc No 36 Kyn Klw Sal 2 | 36 | 253.39 | 15640.91 | Kalyan
TLMTWR03200513 | Loc No 35 Kyn Klw Sal 2 | 35 | 244.98 | 15885.89 | Salsette
TLMTWR03200512 | Loc No 34 Kyn Klw Sal 2 | 34 | 220.98 | 16106.87 | Salsette
TLMTWR03200511 | Loc No 33 Kyn Klw Sal 2 | 33 | 231.95 | 16338.82 | Salsette
TLMTWR03200510 | Loc No 32 Kyn Klw Sal 2 | 32 | 199.3 | 16538.12 | Salsette
TLMTWR03200509 | Loc No 31 Kyn Klw Sal 2 | 31 | 195.07 | 16733.19 | Salsette
TLMTWR03200508 | Loc No 30 Kyn Klw Sal 2 | 30 | 282.85 | 17016.04 | Salsette
TLMTWR03200507 | Loc No 29 Kyn Klw Sal 2 | 29 | 238.95 | 17254.99 | Salsette
TLMTWR03200506 | Loc No 28 Kyn Klw Sal 2 | 28 | 215.19 | 17470.18 | Salsette
TLMTWR03200505 | Loc No 27 Kyn Klw Sal 2 | 27 | 223.11 | 17693.29 | Salsette
TLMTWR03200504 | Loc No 26 Kyn Klw Sal 2 | 26 | 207.26 | 17900.55 | Salsette
TLMTWR03200503 | Loc No 25 Kyn Klw Sal 2 | 25 | 213.36 | 18113.91 | Salsette
TLMTWR03200502 | Loc No 24 Kyn Klw Sal 2 | 24 | 213.36 | 18327.27 | Salsette
TLMTWR03200501 | Loc No 23 Kyn Klw Sal 2 | 23 | 213.36 | 18540.63 | Salsette
TLMTWR03200500 | Loc No 22 Kyn Klw Sal 2 | 22 | 212.45 | 18753.08 | Salsette
TLMTWR03200499 | Loc No 21 Kyn Klw Sal 2 | 21 | 183.18 | 18936.26 | Salsette
TLMTWR03200498 | Loc No 20 Kyn Klw Sal 2 | 20 | 201.72 | 19137.98 | Salsette
TLMTWR03200497 | Loc No 19 Kyn Klw Sal 2 | 19 | 185.32 | 19323.3 | Salsette
TLMTWR03200496 | Loc No 18 Kyn Klw Sal 2 | 18 | 274.5 | 19597.8 | Salsette
TLMTWR03200495 | Loc No 17 Kyn Klw Sal 2 | 17 | 176.78 | 19774.58 | Salsette
TLMTWR03200494 | Loc No 16 Kyn Klw Sal 2 | 16 | 237.74 | 20012.32 | Salsette
TLMTWR03200493 | Loc No 15 Kyn Klw Sal 2 | 15 | 209.74 | 20222.06 | Salsette
TLMTWR03201606 | Loc No 107 Kyn Klw Sal 1 | 107 | 225.56 | 20447.62 | Salsette
TLMTWR03201345 | Loc No 108 Kyn Klw Sal 1 & 2 | 108 | 0 | 20447.62 | Salsette
TLMTWR02400251 | Loc No 12 KS 3 & 4 and KKS 1 & 2 | 12 | 106.68 | 20554.3 | Salsette
TLMTWR03201344 | Loc No 109 Kyn Klw Sal 1 & 2 | 109 | 106.68 | 20660.98 | Salsette
TLMTWR03201343 | Loc No 110 Kyn Klw Sal 1 & 2 | 110 | 201.17 | 20862.15 | Salsette
TLMTWR03201342 | Loc No 111 Kyn Klw Sal 1 & 2 | 111 | 257.56 | 21119.71 | Salsette
TLMTWR03201341 | Loc No 112 Kyn Klw Sal 1 & 2 | 112 | 245.37 | 21365.08 | Salsette
TLMTWR03201340 | Loc No 113 Kyn Klw Sal 1 & 2 | 113 | 222.51 | 21587.59 | Salsette
TLMTWR03201339 | Loc No 114 Kyn Klw Sal 1 & 2 | 114 | 219.46 | 21807.05 | Salsette
TLMTWR03201338 | Loc No 115 Kyn Klw Sal 1 & 2 | 115 | 195.08 | 22002.13 | Salsette
TLMTWR03201337 | Loc No 116 Kyn Klw Sal 1 & 2 | 116 | 181.65 | 22183.78 | Salsette
TLMTWR03201336 | Loc No 117 Kyn Klw Sal 1 & 2 | 117 | 208.79 | 22392.57 | Salsette
TLMTWR03201335 | Loc No 118 Kyn Klw Sal 1 & 2 | 118 | 154.23 | 22546.8 | Salsette
TLMAST03100089 | A2 Str Kyn Klw Sal 2 Salsette | A 2 | 50 | 22596.8 | Salsette
TLMTWR03201609 | Loc No 43 Kyn Klw Sal 2 & Kalwa Kalyan | 43 | 130 | 22726.8 | Kalyan
TLMTWR03201350 | Loc No 44 Kyn Klw Sal 2 | 44 | 70 | 22796.8 | Kalyan
TLMGNT03100014 | Gantry Kyn Klw Sal 2 KALWA | Gantry At Kalwa | 50 | 22846.8 | Kalyan
|  | Total | 22846.8

## Ambernath Kalyan 1 & 2
110 kV Ambernath Kalyan Line 1 & 2
Equipment Number | Description of Equipment | Tower No | Span Length | Location from Ambernath | Camp
TLMAST03100070 | A2 Str Ambernath Kalyan 1 Amb | A2 Str Ambernath |  |  | Kalyan
TLMTWR03200805 | Loc No 186 Amb Neral and AK 1 | 186 | 37.81 | 37.81 | Kalyan
TLMTWR03200552 | Loc No 2 Ambernath Kalyan 1 & 2 | 2 | 256.1 | 293.91 | Kalyan
TLMTWR03200553 | Loc No 3 Ambernath Kalyan 1 & 2 | 3 | 224.09 | 518 | Kalyan
TLMTWR03200554 | Loc No 4 Ambernath Kalyan 1 & 2 | 4 | 203.3 | 721.3 | Kalyan
TLMTWR03201548 | Loc No 5 Ambernath Kalyan 1 & 2 | 5 | 222.57 | 943.87 | Kalyan
TLMTWR03200555 | Loc No 6 Ambernath Kalyan 1 & 2 | 6 | 42.69 | 986.56 | Kalyan
TLMTWR03200556 | Loc No 7 Ambernath Kalyan 1 & 2 | 7 | 73.18 | 1059.74 | Kalyan
TLMTWR03200557 | Loc No 8 Ambernath Kalyan 1 & 2 | 8 | 185.98 | 1245.72 | Kalyan
TLMTWR03201549 | Loc No 9 Ambernath Kalyan 1 & 2 | 9 | 148.18 | 1393.9 | Kalyan
TLMTWR03200558 | Loc No 10 Ambernath Kalyan 1 & 2 | 10 | 76.22 | 1470.12 | Kalyan
TLMTWR03200559 | Loc No 11 Ambernath Kalyan 1 & 2 | 11 | 359.4 | 1829.52 | Kalyan
TLMTWR03200560 | Loc No 12 Ambernath Kalyan 1 & 2 | 12 | 289.64 | 2119.16 | Kalyan
TLMTWR03201550 | Loc No 13 Ambernath Kalyan 1 & 2 | 13 | 43.91 | 2163.07 | Kalyan
TLMTWR03200561 | Loc No 14 Ambernath Kalyan 1 & 2 | 14 | 289.64 | 2452.71 | Kalyan
TLMTWR03201551 | Loc No 15 Ambernath Kalyan 1 & 2 | 15 | 203.05 | 2655.76 | Kalyan
TLMTWR03200562 | Loc No 16 Ambernath Kalyan 1 & 2 | 16 | 57.93 | 2713.69 | Kalyan
TLMTWR03201552 | Loc No 17 Ambernath Kalyan 1 & 2 | 17 | 87.5 | 2801.19 | Kalyan
TLMTWR03200563 | Loc No 18 Ambernath Kalyan 1 & 2 | 18 | 195.13 | 2996.32 | Kalyan
TLMTWR03201553 | Loc No 19 Ambernath Kalyan 1 & 2 | 19 | 143.3 | 3139.62 | Kalyan
TLMTWR03200564 | Loc No 20 Ambernath Kalyan 1 & 2 | 20 | 102.63 | 3242.25 | Kalyan
TLMTWR03201554 | Loc No 21 Ambernath Kalyan 1 & 2 | 21 | 131.1 | 3373.35 | Kalyan
TLMTWR03200565 | Loc No 22 Ambernath Kalyan 1 & 2 | 22 | 118.91 | 3492.26 | Kalyan
TLMTWR03200566 | Loc No 23 Ambernath Kalyan 1 & 2 | 23 | 234.76 | 3727.02 | Kalyan
TLMTWR03201555 | Loc No 24 Ambernath Kalyan 1 & 2 | 24 | 132.63 | 3859.65 | Kalyan
TLMTWR03200567 | Loc No 25 Ambernath Kalyan 1 & 2 | 25 | 130.8 | 3990.45 | Kalyan
TLMTWR03201556 | Loc No 26 Ambernath Kalyan 1 & 2 | 26 | 106.71 | 4097.16 | Kalyan
TLMTWR03200568 | Loc No 27 Ambernath Kalyan 1 & 2 | 27 | 103.66 | 4200.82 | Kalyan
TLMTWR03200569 | Loc No 28 Ambernath Kalyan 1 & 2 | 28 | 143.79 | 4344.61 | Kalyan
TLMTWR03200570 | Loc No 29 Ambernath Kalyan 1 & 2 | 29 | 166.16 | 4510.77 | Kalyan
TLMTWR03200571 | Loc No 30 Ambernath Kalyan 1 & 2 | 30 | 237.81 | 4748.58 | Kalyan
TLMTWR03200572 | Loc No 31 Ambernath Kalyan 1 & 2 | 31 | 85.98 | 4834.56 | Kalyan
TLMTWR03200573 | Loc No 32 Ambernath Kalyan 1 & 2 | 32 | 136.59 | 4971.15 | Kalyan
TLMTWR03200574 | Loc No 33 Ambernath Kalyan 1 & 2 | 33 | 214.64 | 5185.79 | Kalyan
TLMTWR03200575 | Loc No 34 Ambernath Kalyan 1 & 2 | 34 | 107.32 | 5293.11 | Kalyan
TLMTWR03200576 | Loc No 35 Ambernath Kalyan 1 & 2 | 35 | 208.79 | 5501.9 | Kalyan
TLMTWR03200577 | Loc No 36 Ambernath Kalyan 1 & 2 | 36 | 131.1 | 5633 | Kalyan
TLMTWR03200578 | Loc No 37 Ambernath Kalyan 1 & 2 | 37 | 204.27 | 5837.27 | Kalyan
TLMTWR03200579 | Loc No 38 Ambernath Kalyan 1 & 2 | 38 | 192.08 | 6029.35 | Kalyan
TLMTWR03200580 | Loc No 39 Ambernath Kalyan 1 & 2 | 39 | 95.43 | 6124.78 | Kalyan
TLMTWR03200581 | Loc No 40 Ambernath Kalyan 1 & 2 | 40 | 138.66 | 6263.44 | Kalyan
TLMTWR03200582 | Loc No 41 Ambernath Kalyan 1 & 2 | 41 | 225.61 | 6489.05 | Kalyan
TLMTWR03200583 | Loc No 42 Ambernath Kalyan 1 & 2 | 42 | 222.57 | 6711.62 | Kalyan
TLMTWR03200584 | Loc No 43 Ambernath Kalyan 1 & 2 | 43 | 234.4 | 6946.02 | Kalyan
TLMTWR03200585 | Loc No 44 Ambernath Kalyan 1 & 2 | 44 | 222.57 | 7168.59 | Kalyan
TLMTWR03200586 | Loc No 45 Ambernath Kalyan 1 & 2 | 45 | 462.08 | 7630.67 | Kalyan
TLMTWR03200587 | Loc No 46 Ambernath Kalyan 1 & 2 | 46 | 245.74 | 7876.41 | Kalyan
TLMTWR03200588 | Loc No 47 Ambernath Kalyan 1 & 2 | 47 | 173.79 | 8050.2 | Kalyan
TLMTWR03200589 | Loc No 48 Ambernath Kalyan 1 & 2 | 48 | 243.91 | 8294.11 | Kalyan
TLMTWR03200590 | Loc No 49 Ambernath Kalyan 1 & 2 | 49 | 263.91 | 8558.02 | Kalyan
TLMTWR03200591 | Loc No 50 Ambernath Kalyan 1 & 2 | 50 | 218.3 | 8776.32 | Kalyan
TLMTWR03200592 | Loc No 51 Ambernath Kalyan 1 & 2 | 51 | 250 | 9026.32 | Kalyan
TLMTWR03200593 | Loc No 52 Ambernath Kalyan 1 & 2 | 52 | 309.46 | 9335.78 | Kalyan
TLMTWR03200594 | Loc No 53 Ambernath Kalyan 1 & 2 | 53 | 205.8 | 9541.58 | Kalyan
TLMTWR03200595 | Loc No 54 Ambernath Kalyan 1 & 2 | 54 | 225.61 | 9767.19 | Kalyan
TLMTWR03200596 | Loc No 55 Ambernath Kalyan 1 & 2 | 55 | 250.49 | 10017.68 | Kalyan
TLMTWR03200597 | Loc No 56 Ambernath Kalyan 1 & 2 | 56 | 262.38 | 10280.06 | Kalyan
TLMTWR03200598 | Loc No 57 Ambernath Kalyan 1 & 2 | 57 | 359.46 | 10639.52 | Kalyan
TLMTWR03200599 | Loc No 58 Ambernath Kalyan 1 & 2 | 58 | 151.22 | 10790.74 | Kalyan
TLMTWR03200600 | Loc No 59 Ambernath Kalyan 1 & 2 | 59 | 228.36 | 11019.1 | Kalyan
TLMTWR03200601 | Loc No 60 Ambernath Kalyan 1 & 2 | 60 | 227.14 | 11246.24 | Kalyan
TLMTWR03200602 | Loc No 61 Ambernath Kalyan 1 & 2 | 61 | 182.93 | 11429.17 | Kalyan
TLMTWR03200603 | Loc No 62 Ambernath Kalyan 1 & 2 | 62 | 228.66 | 11657.83 | Kalyan
TLMTWR03200604 | Loc No 63 Ambernath Kalyan 1 & 2 | 63 | 207.81 | 11865.64 | Kalyan
TLMTWR03200605 | Loc No 64 Ambernath Kalyan 1 & 2 | 64 | 246.96 | 12112.6 | Kalyan
TLMTWR03200606 | Loc No 65 Ambernath Kalyan 1 & 2 | 65 | 234.76 | 12347.36 | Kalyan
TLMTWR03200607 | Loc No 66 Ambernath Kalyan 1 & 2 | 66 | 240.86 | 12588.22 | Kalyan
TLMTWR03200608 | Loc No 67 Ambernath Kalyan 1 & 2 | 67 | 237.81 | 12826.03 | Kalyan
TLMTWR03200609 | Loc No 68 Ambernath Kalyan 1 & 2 | 68 | 219.52 | 13045.55 | Kalyan
TLMTWR03200610 | Loc No 69 Ambernath Kalyan 1 & 2 | 69 | 274.4 | 13319.95 | Kalyan
TLMTWR03200611 | Loc No 70 Ambernath Kalyan 1 & 2 | 70 | 259.15 | 13579.1 | Kalyan
TLMTWR03200612 | Loc No 71 Ambernath Kalyan 1 & 2 | 71 | 300.8 | 13879.9 | Kalyan
TLMTWR03200613 | Loc No 72 Ambernath Kalyan 1 & 2 | 72 | 317.69 | 14197.59 | Kalyan
TLMTWR03200614 | Loc No 73 Ambernath Kalyan 1 & 2 | 73 | 200.43 | 14398.02 | Kalyan
TLMTWR03200615 | Loc No 74 Ambernath Kalyan 1 & 2 | 74 | 253.05 | 14651.07 | Kalyan
TLMTWR03200616 | Loc No 75 Ambernath Kalyan 1 & 2 | 75 | 204.27 | 14855.34 | Kalyan
TLMTWR03200617 | Loc No 76 Ambernath Kalyan 1 & 2 | 76 | 205.8 | 15061.14 | Kalyan
TLMTWR03200618 | Loc No 77 Ambernath Kalyan 1 & 2 | 77 | 201.71 | 15262.85 | Kalyan
TLMTWR03200619 | Loc No 78 Ambernath Kalyan 1 & 2 | 78 | 229.15 | 15492 | Kalyan
TLMTWR03200620 | Loc No 79 Ambernath Kalyan 1 & 2 | 79 | 229.15 | 15721.15 | Kalyan
TLMTWR03200621 | Loc No 80 Ambernath Kalyan 1 & 2 | 80 | 158.54 | 15879.69 | Kalyan
TLMTWR03200622 | Loc No 80A Ambernath Kalyan 1 | 80A | 73.18 | 15952.87 | Kalyan
TLMAST03100072 | A2 Str Ambernath Kalyan 1 Kalyan | A2 Str Kalyan | 85.95 | 16038.82 | Kalyan
TLMTWR03200571 | Loc No 30 Ambernath Kalyan 1 & 2 | 30 | 0 | 4938.58 | Kalyan
TLMTWR03201546 | Loc No 1A Amb Kalyan 1 OFA TAP | 1A | 13 | 4951.58 | Kalyan
TLMTWR03200541 | Loc No 1 Amb Kalyan 1 & 2 OFA TAP | 1 | 66.1 | 5017.68 | Kalyan
TLMTWR03201547 | Loc No 2 Amb Kalyan 1 & 2 OFA TAP | 2 | 90 | 5107.68 | Kalyan
TLMTWR03200542 | Loc No 3 Amb Kalyan 1 & 2 OFA TAP | 3 | 324.3 | 5431.98 | Kalyan
TLMTWR03200543 | Loc No 4 Amb Kalyan 1 & 2 OFA TAP | 4 | 323.4 | 5755.38 | Kalyan
TLMTWR03200544 | Loc No 5 Amb Kalyan 1 & 2 OFA TAP | 5 | 325.3 | 6080.68 | Kalyan
TLMTWR03200545 | Loc No 6 Amb Kalyan 1 & 2 OFA TAP | 6 | 342.1 | 6422.78 | Kalyan
TLMTWR03200546 | Loc No 7 Amb Kalyan 1 & 2 OFA TAP | 7 | 338 | 6760.78 | Kalyan
TLMTWR03200547 | Loc No 8 Amb Kalyan 1 & 2 OFA TAP | 8 | 336.7 | 7097.48 | Kalyan
TLMTWR03100259 | Loc No 9 Amb Kalyan 1 OFA TAP | 9 | 178.7 | 7276.18 | Kalyan
TLMTWR03200548 | Loc No 10 Amb Kalyan 1 & 2 OFA TAP | 10 | 242.2 | 7518.38 | Kalyan
TLMTWR03200549 | Loc No 11 Amb Kalyan 1 & 2 OFA TAP | 11 | 316.2 | 7834.58 | Kalyan
TLMTWR03200550 | Loc No 12 Amb Kalyan 1 & 2 OFA TAP | 12 | 340.5 | 8175.08 | Kalyan
| Loc No 12A Amb Kalyan 1 & 2 OFA TAP | 12A | 70 | 8245.08 | Kalyan
| Loc No 1 Amb Kalyan 1 & 2 OFA TAP(OFA) | 1 | 70 | 8315.08 | Kalyan
| Loc No 2 Amb Kalyan 1 & 2 OFA TAP(OFA) | 2 | 271 | 8586.08 | Kalyan
| Loc No 3 Amb Kalyan 1 & 2 OFA TAP(OFA) | 3 | 139 | 8725.08 | Kalyan
| North Substation (OFA) | North Substation | 28 | 8753.08 | Kalyan
|  | Total | 19853.32

## BHIVP-AMB1
110 kV Bhivpuri Ambernath Line 1
T.NO. | TOWER TYPE | FOUNDATION | ATTACHMENT. | INSULATOR TYPE | SPAN(MTR)
| A2 STR | GRILLAGE | D/STR.
1 | DH | GRILLAGE | S/ S |  | 48
2 | AH | GRILLAGE | DSUSP |  | 216
3 | AH | GRILLAGE | SUSP |  | 198
4 | AH | GRILLAGE | SUSP |  | 316
5 | AH | GRILLAGE | SUSP |  | 242
6 | AH | GRILLAGE | SUSP |  | 198
7 | AH+5 | GRILLAGE | SUSP |  | 320
8 | AH | GRILLAGE | SUSP |  | 220
9 | CH | GRILLAGE | S/ S |  | 176
10 | DH | GRILLAGE | S/ S |  | 180
11 | AH | GRILLAGE | SUSP |  | 320
12 | AH | GRILLAGE | SUSP |  | 312
13 | AH | GRILLAGE | SUSP |  | 274
14 | AH | GRILLAGE | DSUSP |  | 250
15 | AH | GRILLAGE | DSUSP |  | 242
16 | AH | GRILLAGE | SUSP |  | 258
17 | AH | GRILLAGE | SUSP |  | 230
18 | AH+5 | GRILLAGE | SUSP |  | 292
19 | CH | GRILLAGE | S/ S |  | 290
20 | AH | GRILLAGE | SUSP |  | 262
21 | AH | GRILLAGE | SUSP |  | 228
22 | AH | GRILLAGE | SUSP |  | 260
23 | AH | GRILLAGE | SUSP |  | 262
24 | AH | GRILLAGE | SUSP |  | 312
25 | DH | GRILLAGE | S/ S |  | 278
26 | AH+5 | GRILLAGE | DSUSP |  | 280
27 | AH+5 | GRILLAGE | DSUSP |  | 260
28 | AH+5 | GRILLAGE | SUSP |  | 290
29 | AH+5 | GRILLAGE | SUSP |  | 332
30 | AH+5 | GRILLAGE | SUSP |  | 270
31 | AH | GRILLAGE | SUSP |  | 270
32 | AH+5 | GRILLAGE | DSUSP |  | 290
33 | AH+5 | GRILLAGE | DSUSP |  | 340
34 | CH | GRILLAGE | D/S. |  | 290
35 | AH | GRILLAGE | DSUSP |  | 260
36 | AH+5 | GRILLAGE | SUSP |  | 310
37 | AH | GRILLAGE | SUSP |  | 200
38 | AH | GRILLAGE | SUSP |  | 150
39 | AH+10 | GRILLAGE | SUSP |  | 210
40 | AH+5 | GRILLAGE | SUSP |  | 210
41 | AH+5 | GRILLAGE | SUSP |  | 220
42 | CH | GRILLAGE | S/ S |  | 210
43 | AH+5 | GRILLAGE | SUSP |  | 210
44 | AH+5 | GRILLAGE | DSUSP |  | 202
45 | AH + 5 | GRILLAGE | DSUSP | AF | 220
46 | AH + 5 | GRILLAGE | SUSP | AF | 180
47 | CH + 5 | GRILLAGE | S/ S | AF | 208
48 | AH | GRILLAGE | SUSP | AF | 252
49 | AH + 5 | GRILLAGE | SUSP | AF | 290
50 | AH + 5 | GRILLAGE | SUSP | AF | 300
51 | AH + 5 | GRILLAGE | SUSP | AF | 230
52 | AH | GRILLAGE | SUSP | AF | 270
53 | DH | GRILLAGE | S/ S | AF | 185
54 | AH | GRILLAGE | SUSP | AF | 265
55 | AH | GRILLAGE | SUSP | AF | 210
56 | AH + 5 | GRILLAGE | SUSP | AF | 310
57 | AH | GRILLAGE | SUSP | AF | 200
58 | AH | GRILLAGE | SUSP | AF | 270
59 | AH | GRILLAGE | SUSP | AF | 240
60 | CH | GRILLAGE | S/ S | AF | 236
61 | AH | GRILLAGE | DSUSP | AF | 254
62 | AH | GRILLAGE | DSUSP | AF | 216
63 | AH + 5 | GRILLAGE | SUSP | AF | 264
64 | AH | GRILLAGE | SUSP | AF | 280
65 | AH + 5 | GRILLAGE | SUSP | AF | 290
66 | AH | GRILLAGE | SUSP | POLYMER | 200
67 | AH + 5 | GRILLAGE | SUSP | POLYMER | 300
68 | AH | GRILLAGE | DSUSP | AF | 310
69 | AH | GRILLAGE | DSUSP | POLYMER | 230
70 | AH | GRILLAGE | DSUSP | AF | 270
71 | AH + 10 | GRILLAGE | DSUSP | AF | 300
72 | AH | GRILLAGE | DSUSP | AF | 320
73 | DH | GRILLAGE | S/ S | AF | 258
74 | AH | GRILLAGE | SUSP | AF | 202
75 | AH + 5 | GRILLAGE | SUSP | AF | 250
76 | AH | GRILLAGE | SUSP | AF | 310
77 | AH | GRILLAGE | SUSP | AF | 260
78 | AH | GRILLAGE | SUSP | POLYMER | 270
79 | AH | GRILLAGE | SUSP | AF | 280
80 | AH + 5 | GRILLAGE | SUSP | AF | 280
81 | AH | GRILLAGE | SUSP | POLYMER | 320
82 | AH + 5 | GRILLAGE | SUSP | POLYMER | 330
83 | AH + 10 | GRILLAGE | SUSP | AF | 320
84 | AH | GRILLAGE | SUSP | AF | 310
85 | DH | GRILLAGE | S/ S | AF | 266
86 | AH + 5 | GRILLAGE | SUSP | AF | 214
87 | AH + 5 | GRILLAGE | SUSP | AF | 320
88 | AH + 5 | GRILLAGE | SUSP | AF | 310
89 | AH | GRILLAGE | SUSP | AF | 290
90 | AH + 5 | GRILLAGE | SUSP | AF | 330
91 | AH | GRILLAGE | SUSP | POLYMER | 330
92 | AH + 5 | GRILLAGE | SUSP | AF | 270
93 | AH | GRILLAGE | SUSP | AF | 250
94 | DH | GRILLAGE | S/ S | AF | 253
95 | AH + 5 | GRILLAGE | SUSP | AF | 307
96 | AH | GRILLAGE | SUSP | AF | 230
97 | AH | GRILLAGE | DSUSP | AF | 320
98 | AH + 5 | GRILLAGE | DSUSP | AF | 270
99 | AH + 5 | GRILLAGE | DSUSP | AF | 260
100 | AH | GRILLAGE | S/ S | AF | 340
101 | AH | GRILLAGE | S/ S | AF | 250
102 | AH + 5 | GRILLAGE | S/ S | AF | 330
103 | AH + 5 | GRILLAGE | S/ S | AF | 320
104 | DH | GRILLAGE | S/ S | AF | 232
105 | AH + 5 | GRILLAGE | SUSP | AF | 288
106 | AH | GRILLAGE | SUSP | AF | 260
107 | AH | GRILLAGE | SUSP | AF | 230
108 | AH + 5 | GRILLAGE | DSUSP | AF | 310
109 | AH + 5 | GRILLAGE | SUSP | AF | 330
110 | AH + 5 | GRILLAGE | SUSP | POLYMER | 300
111 | AH + 5 | GRILLAGE | SUSP | POLYMER | 320
112 | AH | GRILLAGE | SUSP | POLYMER | 260
113 | CH | GRILLAGE | S/ S | AF | 230
114 | AH + 5 | GRILLAGE | SUSP | AF | 290
115 | AH | GRILLAGE | SUSP | AF | 330
116 | AH | GRILLAGE | SUSP | AF | 260
117 | AH | GRILLAGE | SUSP | AF | 250
118 | AH + 5 | GRILLAGE | SUSP | AF | 300
119 | AH + 5 | GRILLAGE | SUSP | AF | 330
120 | AH + 5 | GRILLAGE | SUSP | AF | 310
121 | AH | GRILLAGE | SUSP | AF | 290
122 | AH + 5 | GRILLAGE | SUSP | AF | 320
123 | CH | GRILLAGE | S/ S | AF | 260
124 | AH + 10 | GRILLAGE | SUSP | POLYMER | 330
125 | AH + 5 | GRILLAGE | SUSP | AF | 330
126 | AH | GRILLAGE | DSUSP | AF | 290
127 | AH + 5 | GRILLAGE | DSUSP | AF | 300
128 | AH + 5 | GRILLAGE | DSUSP | AF | 300
129 | AH + 5 | GRILLAGE | DSUSP | AF | 330
130 | AH + 5 | GRILLAGE | DSUSP | AF | 320
131 | DH + 5 | GRILLAGE | D/ S | AF | 266
132 | AH + 5 | GRILLAGE | D/ S | POLYMER | 234
133 | AH | GRILLAGE | DSUSP | POLYMER | 184
134 | AH + 5 | GRILLAGE | SUSP | DISC | 296
135 | AH + 5 | GRILLAGE | DSUSP | DISC | 278
136 | DH | GRILLAGE | D/ D | AF | 167
137 | AH + 5 | GRILLAGE | DSUSP | AF | 262
138 | AH | GRILLAGE | DSUSP | AF | 290
139 | AH + 5 | GRILLAGE | DSUSP | POLYMER | 270
140 | AH + 5 | GRILLAGE | DSUSP | POLYMER | 330
141 | AH | GRILLAGE | DSUSP | AF | 310
142 | AH + 5 | GRILLAGE | DSUSP | AF | 330
143 | AH | GRILLAGE | DSUSP | AF | 330
144 | AH + 5 | GRILLAGE | SUSP | AF | 230
145 | AH + 5 | GRILLAGE | SUSP | AF | 210
146 | AH + 10 | GRILLAGE | DSUSP | AF | 290
147 | DH | GRILLAGE | D/ S | AF | 202
148 | AH + 5 | GRILLAGE | DSUSP | AF | 286
149 | AH | GRILLAGE | DSUSP | AF | 296
150 | AH + 10 | GRILLAGE | DSUSP | AF | 304
151 | AH + 5 | GRILLAGE | DSUSP | POLYMER | 310
152 | AH + 5 | GRILLAGE | DSUSP | AF | 260
153 | AH + 5 | GRILLAGE | DSUSP | AF | 290
154 | AH | GRILLAGE | DSUSP | AF | 220
155 | DH | GRILLAGE | D/ D | AF | 177
156 | DH | GRILLAGE | D/ S | AF | 90.8
157 | D+35' | GRILLAGE | SUSP | CP | 4938.4
158 | B | GRILLAGE | SUSP | CP
159 | A | GRILLAGE | SUSP | CP
160 | D | GRILLAGE | S/ S | AF
161 | STUB(31') | GRILLAGE | SUSP | DISC
162 | A | GRILLAGE | SUSP | DISC
163 | STUB(31') | GRILLAGE | SUSP | CP
164 | A+10' | GRILLAGE | SUSP | CP
165 | A | GRILLAGE | SUSP | AF
166 | STUB(36') | GRILLAGE | SUSP | AF
167 | A+10' | GRILLAGE | SUSP | AF
168 | STUB(31') | GRILLAGE | SUSP | AF
169 | A | GRILLAGE | SUSP | AF
170 | STUB(36') | GRILLAGE | SUSP | AF
171 | A+10' | GRILLAGE | S/ S | AF
172 | STUB(36') | GRILLAGE | SUSP | DISC
173 | A | GRILLAGE | SUSP | DISC
174 | STUB(36') | GRILLAGE | SUSP | DISC
175 | A | GRILLAGE | SUSP | DISC
176 | A+10' | GRILLAGE | SUSP | DISC
177 | A+10' | GRILLAGE | SUSP | DISC
178 | STUB(31') | GRILLAGE | SUSP | DISC
179 | A+10' | GRILLAGE | SUSP | DISC
180 | A | GRILLAGE | SUSP | DISC
181 | C+10' | GRILLAGE | S/ S | AF
182 | STUB(36') | GRILLAGE | SUSP | DISC
183 | A+10' | GRILLAGE | SUSP | POLYMER
184 | A | GRILLAGE | SUSP | DISC
185 | D+35' | GRILLAGE | S/ S | AF
185A | H- FRAME |  | S/ S | AF
185B | H- FRAME |  | S/ S | AF
185C | H- FRAME |  | S/ S | AF
1(AK LINE) |  | GRILLAGE | S/D | AF
| A2 STR | GRILLAGE | D/STR. | AF
|  |  |  | Total | 46.48

## Bhiv-Neral
110 kV Bhivpuri - MSETCL Neral Line
Equipment Number | Description of Equipment | Tower No | Span Length | Location from Bhivpuri | Camp
TLMAST03100075 | A2 Str Gantry Bhivpuri MSETCL Neral Bhivpuri | A2 Str Bhivpuri |  | 0 | Khopoli
TLMTWR03200626 | Loc No 1 Bhiv Amb 1 & Bhiv Neral | 1 | 48 | 48 | Khopoli
TLMTWR03200627 | Loc No.2 Bhiv Amb 1 & Bhiv Neral | 2 | 216 | 264 | Khopoli
TLMTWR03200628 | Loc No.3 Bhiv Amb 1 & Bhiv Neral | 3 | 198 | 462 | Khopoli
TLMTWR03200629 | Loc No.4 Bhiv Amb 1 & Bhiv Neral | 4 | 316 | 778 | Khopoli
TLMTWR03200630 | Loc No.5 Bhiv Amb 1 & Bhiv Neral | 5 | 242 | 1020 | Khopoli
TLMTWR03200631 | Loc No.6 Bhiv Amb 1 & Bhiv Neral | 6 | 198 | 1218 | Khopoli
TLMTWR03200632 | Loc No.7 Bhiv Amb 1 & Bhiv Neral | 7 | 320 | 1538 | Khopoli
TLMTWR03200633 | Loc No.8 Bhiv Amb 1 & Bhiv Neral | 8 | 220 | 1758 | Khopoli
TLMTWR03200634 | Loc No.9 Bhiv Amb 1 & Bhiv Neral | 9 | 176 | 1934 | Khopoli
TLMTWR03200635 | Loc No.10 Bhiv Amb 1 & Bhiv Neral | 10 | 203 | 2137 | Khopoli
TLMTWR03200636 | Loc No.11 Bhiv Amb 1 & Bhiv Neral | 11 | 320 | 2457 | Khopoli
TLMTWR03200637 | Loc No.12 Bhiv Amb 1 & Bhiv Neral | 12 | 312 | 2769 | Khopoli
TLMTWR03200638 | Loc No.13 Bhiv Amb 1 & Bhiv Neral | 13 | 274 | 3043 | Khopoli
TLMTWR03200639 | Loc No.14 Bhiv Amb 1 & Bhiv Neral | 14 | 250 | 3293 | Khopoli
TLMTWR03200640 | Loc No.15 Bhiv Amb 1 & Bhiv Neral | 15 | 242 | 3535 | Khopoli
TLMTWR03200641 | Loc No.16 Bhiv Amb 1 & Bhiv Neral | 16 | 258 | 3793 | Khopoli
TLMTWR03200642 | Loc No.17 Bhiv Amb 1 & Bhiv Neral | 17 | 230 | 4023 | Khopoli
TLMTWR03200643 | Loc No.18 Bhiv Amb 1 & Bhiv Neral | 18 | 292 | 4315 | Khopoli
TLMTWR03200644 | Loc No.19 Bhiv Amb 1 & Bhiv Neral | 19 | 290 | 4605 | Khopoli
TLMTWR03200645 | Loc No.20 Bhiv Amb 1 & Bhiv Neral | 20 | 262 | 4867 | Khopoli
TLMTWR03200646 | Loc No.21 Bhiv Amb 1 & Bhiv Neral | 21 | 228 | 5095 | Khopoli
TLMTWR03200647 | Loc No.22 Bhiv Amb 1 & Bhiv Neral | 22 | 260 | 5355 | Khopoli
TLMTWR03200648 | Loc No.23 Bhiv Amb 1 & Bhiv Neral | 23 | 262 | 5617 | Khopoli
TLMTWR03200649 | Loc No.24 Bhiv Amb 1 & Bhiv Neral | 24 | 312 | 5929 | Khopoli
TLMTWR03200650 | Loc No.25 Bhiv Amb 1 & Bhiv Neral | 25 | 278 | 6207 | Khopoli
TLMTWR03200651 | Loc No.26 Bhiv Amb 1 & Bhiv Neral | 26 | 280 | 6487 | Khopoli
TLMTWR03200652 | Loc No.27 Bhiv Amb 1 & Bhiv Neral | 27 | 260 | 6747 | Khopoli
TLMTWR03200653 | Loc No.28 Bhiv Amb 1 & Bhiv Neral | 28 | 290 | 7037 | Khopoli
TLMTWR03200654 | Loc No.29 Bhiv Amb 1 & Bhiv Neral | 29 | 332 | 7369 | Khopoli
TLMTWR03200655 | Loc No.30 Bhiv Amb 1 & Bhiv Neral | 30 | 270 | 7639 | Khopoli
TLMTWR03200656 | Loc No.31 Bhiv Amb 1 & Bhiv Neral | 31 | 270 | 7909 | Khopoli
TLMTWR03200657 | Loc No.32 Bhiv Amb 1 & Bhiv Neral | 32 | 290 | 8199 | Khopoli
TLMTWR03200658 | Loc No.33 Bhiv Amb 1 & Bhiv Neral | 33 | 340 | 8539 | Khopoli
TLMTWR03200659 | Loc No.34 Bhiv Amb 1 & Bhiv Neral | 34 | 290 | 8829 | Khopoli
TLMTWR03200660 | Loc No.35 Bhiv Amb 1 & Amb Neral & Bhiv | 35 | 260 | 9089 | Khopoli
| Loc No 1 Bhiv Neral & Amb Neral | 1 | 21.5 | 9110.5 | Khopoli
| Loc No 2 Bhiv Neral & Amb Neral | 2 | 280 | 9390.5 | Khopoli
| Loc No 3 Bhiv Neral & Amb Neral | 3 | 310 | 9700.5 | Khopoli
| Loc No 4 Bhiv Neral & Amb Neral | 4 | 290 | 9990.5 | Khopoli
| Loc No 5 Bhiv Neral & Amb Neral | 5 | 320 | 10310.5 | Khopoli
| Loc No 6 Bhiv Neral & Amb Neral | 6 | 340 | 10650.5 | Khopoli
| Loc No 7 Bhiv Neral & Amb Neral | 7 | 310 | 10960.5 | Khopoli
| Loc No 8 Bhiv Neral & Amb Neral | 8 | 320 | 11280.5 | Khopoli
| Loc No 9 Bhiv Neral & Amb Neral | 9 | 330 | 11610.5 | Khopoli
| Loc No 10 Bhiv Neral & Amb Neral | 10 | 340 | 11950.5 | Khopoli
| Loc No 11 Bhiv Neral & Amb Neral | 11 | 30 | 11980.5 | Khopoli
| Gantry Bhivpuri MSETCL Neral Neral | Gantry at Neral | 70 | 12050.5 | Khopoli
|  | Total | 12050.5

## Amb-Neral
110 kV Ambernath MSETCL Neral Line
Equipment Number | Description of Equipment | Tower No | Span Length | Location from Ambernath | Camp
TLMAST03100077 | A2 Str Ambernath MSETCL Neral Ambernath | A2 Str Ambernath |  | 0 | Kalyan
TLMTWR03200805 | Loc No 186 Amb Neral and AK 1 | 186 | 37.79 | 37.79 | Kalyan
TLMTWR03200804 | Loc No 185 Bhiv Amb 1 & Amb Neral | 185 | 256 | 293.79 | Kalyan
TLMTWR03200803 | Loc No 184 Bhiv Amb 1 & Amb Neral | 184 | 224.02 | 517.81 | Kalyan
TLMTWR03200802 | Loc No 183 Bhiv Amb 1 & Amb Neral | 183 | 243.23 | 761.04 | Kalyan
TLMTWR03201562 | Loc No 182 Bhiv Amb 1 & Amb Neral | 182 | 222.5 | 983.54 | Kalyan
TLMTWR03200801 | Loc No 181 Bhiv Amb 1 & Amb Neral | 181 | 42.67 | 1026.21 | Kalyan
TLMTWR03200800 | Loc No 180 Bhiv Amb 1 & Amb Neral | 180 | 73.15 | 1099.36 | Kalyan
TLMTWR03200799 | Loc No 179 Bhiv Amb 1 & Amb Neral | 179 | 185.92 | 1285.28 | Kalyan
TLMTWR03201561 | Loc No 178 Bhiv Amb 1 & Amb Neral | 178 | 198.12 | 1483.4 | Kalyan
TLMTWR03200798 | Loc No 177 Bhiv Amb 1 & Amb Neral | 177 | 76.2 | 1559.6 | Kalyan
TLMTWR03200797 | Loc No 176 Bhiv Amb 1 & Amb Neral | 176 | 399.28 | 1958.88 | Kalyan
TLMTWR03200796 | Loc No 175 Bhiv Amb 1 & Amb Neral | 175 | 289.56 | 2248.44 | Kalyan
TLMTWR03201560 | Loc No 174 Bhiv Amb 1 & Amb Neral | 174 | 43.89 | 2292.33 | Kalyan
TLMTWR03200795 | Loc No 173 Bhiv Amb 1 & Amb Neral | 173 | 289.56 | 2581.89 | Kalyan
TLMTWR03200794 | Loc No 172 Bhiv Amb 1 & Amb Neral | 172 | 202.99 | 2784.88 | Kalyan
TLMTWR03200793 | Loc No 171 Bhiv Amb 1 & Amb Neral | 171 | 57.91 | 2842.79 | Kalyan
TLMTWR03200792 | Loc No 170 Bhiv Amb 1 & Amb Neral | 170 | 87.47 | 2930.26 | Kalyan
TLMTWR03200791 | Loc No 169 Bhiv Amb 1 & Amb Neral | 169 | 195.07 | 3125.33 | Kalyan
TLMTWR03200790 | Loc No 168 Bhiv Amb 1 & Amb Neral | 168 | 143.25 | 3268.58 | Kalyan
TLMTWR03200789 | Loc No 167 Bhiv Amb 1 & Amb Neral | 167 | 132.58 | 3401.16 | Kalyan
TLMTWR03201559 | Loc No 166 Bhiv Amb 1 & Amb Neral | 166 | 131.06 | 3532.22 | Kalyan
TLMTWR03200788 | Loc No 165 Bhiv Amb 1 & Amb Neral | 165 | 118.87 | 3651.09 | Kalyan
TLMTWR03200787 | Loc No 164 Bhiv Amb 1 & Amb Neral | 164 | 234.69 | 3885.78 | Kalyan
TLMTWR03201558 | Loc No 163 Bhiv Amb 1 & Amb Neral | 163 | 132.58 | 4018.36 | Kalyan
TLMTWR03200786 | Loc No 162 Bhiv Amb 1 & Amb Neral | 162 | 130.75 | 4149.11 | Kalyan
TLMTWR03201557 | Loc No 161 Bhiv Amb 1 & Amb Neral | 161 | 106.68 | 4255.79 | Kalyan
TLMTWR03200785 | Loc No 160 Bhiv Amb 1 & Amb Neral | 160 | 103.63 | 4359.42 | Kalyan
TLMTWR03200784 | Loc No 159 Bhiv Amb 1 & Amb Neral | 159 | 173.73 | 4533.15 | Kalyan
TLMTWR03200783 | Loc No 158 Bhiv Amb 1 & Amb Neral | 158 | 166.11 | 4699.26 | Kalyan
TLMTWR03200782 | Loc No 157 Bhiv Amb 1 & Amb Neral | 157 |  | 4699.26 | Kalyan
TLMTWR03200781 | Loc No 156 Bhiv Amb 1 & Amb Neral | 156 | 237.74 | 4937 | Kalyan
TLMTWR03200780 | Loc No 155 Bhiv Amb 1 & Amb Neral | 155 | 90.8 | 5027.8 | Kalyan
TLMTWR03200779 | Loc No 154 Bhiv Amb 1 & Amb Neral | 154 | 177 | 5204.8 | Kalyan
TLMTWR03200778 | Loc No 153 Bhiv Amb 1 & Amb Neral | 153 | 220 | 5424.8 | Kalyan
TLMTWR03200777 | Loc No 152 Bhiv Amb 1 & Amb Neral | 152 | 290 | 5714.8 | Kalyan
TLMTWR03200776 | Loc No 151 Bhiv Amb 1 & Amb Neral | 151 | 260 | 5974.8 | Kalyan
TLMTWR03200775 | Loc No 150 Bhiv Amb 1 & Amb Neral | 150 | 310 | 6284.8 | Kalyan
TLMTWR03200774 | Loc No 149 Bhiv Amb 1 & Amb Neral | 149 | 304 | 6588.8 | Kalyan
TLMTWR03200773 | Loc No 148 Bhiv Amb 1 & Amb Neral | 148 | 296 | 6884.8 | Kalyan
TLMTWR03200772 | Loc No 147 Bhiv Amb 1 & Amb Neral | 147 | 286 | 7170.8 | Kalyan
TLMTWR03200771 | Loc No 146 Bhiv Amb 1 & Amb Neral | 146 | 202 | 7372.8 | Kalyan
TLMTWR03200770 | Loc No 145 Bhiv Amb 1 & Amb Neral | 145 | 290 | 7662.8 | Kalyan
TLMTWR03200769 | Loc No 144 Bhiv Amb 1 & Amb Neral | 144 | 210 | 7872.8 | Kalyan
TLMTWR03200768 | Loc No 143 Bhiv Amb 1 & Amb Neral | 143 | 230 | 8102.8 | Kalyan
TLMTWR03200767 | Loc No 142 Bhiv Amb 1 & Amb Neral | 142 | 330 | 8432.8 | Kalyan
TLMTWR03200766 | Loc No 141 Bhiv Amb 1 & Amb Neral | 141 | 330 | 8762.8 | Kalyan
TLMTWR03200765 | Loc No 140 Bhiv Amb 1 & Amb Neral | 140 | 310 | 9072.8 | Kalyan
TLMTWR03200764 | Loc No 139 Bhiv Amb 1 & Amb Neral | 139 | 330 | 9402.8 | Kalyan
TLMTWR03200763 | Loc No 138 Bhiv Amb 1 & Amb Neral | 138 | 270 | 9672.8 | Kalyan
TLMTWR03200762 | Loc No 137 Bhiv Amb 1 & Amb Neral | 137 | 290 | 9962.8 | Kalyan
TLMTWR03200761 | Loc No 136 Bhiv Amb 1 & Amb Neral | 136 | 262 | 10224.8 | Kalyan
TLMTWR03200760 | Loc No 135 Bhiv Amb 1 & Amb Neral | 135 | 167 | 10391.8 | Kalyan
TLMTWR03200759 | Loc No 134 Bhiv Amb 1 & Amb Neral | 134 | 278 | 10669.8 | Kalyan
TLMTWR03200758 | Loc No 133 Bhiv Amb 1 & Amb Neral | 133 | 296 | 10965.8 | Kalyan
TLMTWR03200757 | Loc No 132 Bhiv Amb 1 & Amb Neral | 132 | 184 | 11149.8 | Kalyan
TLMTWR03200756 | Loc No 131 Bhiv Amb 1 & Amb Neral | 131 | 234 | 11383.8 | Kalyan
TLMTWR03200755 | Loc No 130 Bhiv Amb 1 & Amb Neral | 130 | 266 | 11649.8 | Kalyan
TLMTWR03200754 | Loc No 129 Bhiv Amb 1 & Amb Neral | 129 | 320 | 11969.8 | Kalyan
TLMTWR03200753 | Loc No 128 Bhiv Amb 1 & Amb Neral | 128 | 330 | 12299.8 | Kalyan
TLMTWR03200752 | Loc No 127 Bhiv Amb 1 & Amb Neral | 127 | 300 | 12599.8 | Kalyan
TLMTWR03200751 | Loc No 126 Bhiv Amb 1 & Amb Neral | 126 | 300 | 12899.8 | Kalyan
TLMTWR03200750 | Loc No 125 Bhiv Amb 1 & Amb Neral | 125 | 290 | 13189.8 | Kalyan
TLMTWR03200749 | Loc No 124 Bhiv Amb 1 & Amb Neral | 124 | 330 | 13519.8 | Kalyan
TLMTWR03200748 | Loc No 123 Bhiv Amb 1 & Amb Neral | 123 | 330 | 13849.8 | Kalyan
TLMTWR03200747 | Loc No 122 Bhiv Amb 1 & Amb Neral | 122 | 260 | 14109.8 | Kalyan
TLMTWR03200746 | Loc No 121 Bhiv Amb 1 & Amb Neral | 121 | 320 | 14429.8 | Kalyan
TLMTWR03200745 | Loc No 120 Bhiv Amb 1 & Amb Neral | 120 | 290 | 14719.8 | Kalyan
TLMTWR03200744 | Loc No 119 Bhiv Amb 1 & Amb Neral | 119 | 310 | 15029.8 | Kalyan
TLMTWR03200743 | Loc No 118 Bhiv Amb 1 & Amb Neral | 118 | 330 | 15359.8 | Kalyan
TLMTWR03200742 | Loc No 117 Bhiv Amb 1 & Amb Neral | 117 | 300 | 15659.8 | Kalyan
TLMTWR03200741 | Loc No 116 Bhiv Amb 1 & Amb Neral | 116 | 250 | 15909.8 | Kalyan
TLMTWR03200740 | Loc No 115 Bhiv Amb 1 & Amb Neral | 115 | 260 | 16169.8 | Kalyan
TLMTWR03200739 | Loc No 114 Bhiv Amb 1 & Amb Neral | 114 | 330 | 16499.8 | Kalyan
TLMTWR03200738 | Loc No 113 Bhiv Amb 1 & Amb Neral | 113 | 290 | 16789.8 | Kalyan
TLMTWR03200737 | Loc No 112 Bhiv Amb 1 & Amb Neral | 112 | 230 | 17019.8 | Kalyan
TLMTWR03200736 | Loc No 111 Bhiv Amb 1 & Amb Neral | 111 | 260 | 17279.8 | Kalyan
TLMTWR03200735 | Loc No 110 Bhiv Amb 1 & Amb Neral | 110 | 280 | 17559.8 | Kalyan
TLMTWR03200734 | Loc No 109 Bhiv Amb 1 & Amb Neral | 109 | 300 | 17859.8 | Kalyan
TLMTWR03200733 | Loc No 108 Bhiv Amb 1 & Amb Neral | 108 | 330 | 18189.8 | Kalyan
TLMTWR03200732 | Loc No 107 Bhiv Amb 1 & Amb Neral | 107 | 310 | 18499.8 | Kalyan
TLMTWR03200731 | Loc No 106 Bhiv Amb 1 & Amb Neral | 106 | 230 | 18729.8 | Kalyan
TLMTWR03200730 | Loc No 105 Bhiv Amb 1 & Amb Neral | 105 | 260 | 18989.8 | Kalyan
TLMTWR03200729 | Loc No 104 Bhiv Amb 1 & Amb Neral | 104 | 288 | 19277.8 | Kalyan
TLMTWR03200728 | Loc No 103 Bhiv Amb 1 & Amb Neral | 103 | 232 | 19509.8 | Kalyan
TLMTWR03200727 | Loc No 102 Bhiv Amb 1 & Amb Neral | 102 | 320 | 19829.8 | Kalyan
TLMTWR03200726 | Loc No 101 Bhiv Amb 1 & Amb Neral | 101 | 330 | 20159.8 | Kalyan
TLMTWR03200725 | Loc No 100 Bhiv Amb 1 & Amb Neral | 100 | 250 | 20409.8 | Kalyan
TLMTWR03200724 | Loc No 99 Bhiv Amb 1 & Amb Neral | 99 | 340 | 20749.8 | Kalyan
TLMTWR03200723 | Loc No 98 Bhiv Amb 1 & Amb Neral | 98 | 260 | 21009.8 | Kalyan
TLMTWR03200722 | Loc No 97 Bhiv Amb 1 & Amb Neral | 97 | 270 | 21279.8 | Kalyan
TLMTWR03200721 | Loc No 96 Bhiv Amb 1 & Amb Neral | 96 | 280 | 21559.8 | Kalyan
TLMTWR03200720 | Loc No 95 Bhiv Amb 1 & Amb Neral | 95 | 230 | 21789.8 | Kalyan
TLMTWR03200719 | Loc No 94 Bhiv Amb 1 & Amb Neral | 94 | 307 | 22096.8 | Kalyan
TLMTWR03200718 | Loc No 93 Bhiv Amb 1 & Amb Neral | 93 | 253 | 22349.8 | Kalyan
TLMTWR03200717 | Loc No 92 Bhiv Amb 1 & Amb Neral | 92 | 250 | 22599.8 | Kalyan
TLMTWR03200716 | Loc No 91 Bhiv Amb 1 & Amb Neral | 91 | 270 | 22869.8 | Kalyan
TLMTWR03200715 | Loc No 90 Bhiv Amb 1 & Amb Neral | 90 | 330 | 23199.8 | Kalyan
TLMTWR03200714 | Loc No 89 Bhiv Amb 1 & Amb Neral | 89 | 330 | 23529.8 | Kalyan
TLMTWR03200713 | Loc No 88 Bhiv Amb 1 & Amb Neral | 88 | 290 | 23819.8 | Kalyan
TLMTWR03200712 | Loc No 87 Bhiv Amb 1 & Amb Neral | 87 | 240 | 24059.8 | Kalyan
TLMTWR03200711 | Loc No 86 Bhiv Amb 1 & Amb Neral | 86 | 320 | 24379.8 | Kalyan
TLMTWR03200710 | Loc No 85 Bhiv Amb 1 & Amb Neral | 85 | 214 | 24593.8 | Kalyan
TLMTWR03200709 | Loc No 84 Bhiv Amb 1 & Amb Neral | 84 | 266 | 24859.8 | Kalyan
TLMTWR03200708 | Loc No 83 Bhiv Amb 1 & Amb Neral | 83 | 310 | 25169.8 | Kalyan
TLMTWR03200707 | Loc No 82 Bhiv Amb 1 & Amb Neral | 82 | 320 | 25489.8 | Kalyan
TLMTWR03200706 | Loc No 81 Bhiv Amb 1 & Amb Neral | 81 | 230 | 25719.8 | Kalyan
TLMTWR03200705 | Loc No 80 Bhiv Amb 1 & Amb Neral | 80 | 320 | 26039.8 | Kalyan
TLMTWR03200704 | Loc No 79 Bhiv Amb 1 & Amb Neral | 79 | 280 | 26319.8 | Kalyan
TLMTWR03200703 | Loc No 78 Bhiv Amb 1 & Amb Neral | 78 | 280 | 26599.8 | Kalyan
TLMTWR03200702 | Loc No 77 Bhiv Amb 1 & Amb Neral | 77 | 270 | 26869.8 | Kalyan
TLMTWR03200701 | Loc No 76 Bhiv Amb 1 & Amb Neral | 76 | 260 | 27129.8 | Kalyan
TLMTWR03200700 | Loc No 75 Bhiv Amb 1 & Amb Neral | 75 | 310 | 27439.8 | Kalyan
TLMTWR03200699 | Loc No 74 Bhiv Amb 1 & Amb Neral | 74 | 250 | 27689.8 | Kalyan
TLMTWR03200698 | Loc No 73 Bhiv Amb 1 & Amb Neral | 73 | 202 | 27891.8 | Kalyan
TLMTWR03200697 | Loc No 72 Bhiv Amb 1 & Amb Neral | 72 | 258 | 28149.8 | Kalyan
TLMTWR03200696 | Loc No 71 Bhiv Amb 1 & Amb Neral | 71 | 220 | 28369.8 | Kalyan
TLMTWR03200695 | Loc No 70 Bhiv Amb 1 & Amb Neral | 70 | 300 | 28669.8 | Kalyan
TLMTWR03200694 | Loc No 69 Bhiv Amb 1 & Amb Neral | 69 | 270 | 28939.8 | Kalyan
TLMTWR03200693 | Loc No 68 Bhiv Amb 1 & Amb Neral | 68 | 240 | 29179.8 | Kalyan
TLMTWR03200692 | Loc No 67 Bhiv Amb 1 & Amb Neral | 67 | 310 | 29489.8 | Kalyan
TLMTWR03200691 | Loc No 66 Bhiv Amb 1 & Amb Neral | 66 | 300 | 29789.8 | Kalyan
TLMTWR03200690 | Loc No 65 Bhiv Amb 1 & Amb Neral | 65 | 200 | 29989.8 | Kalyan
TLMTWR03200689 | Loc No 64 Bhiv Amb 1 & Amb Neral | 64 | 290 | 30279.8 | Kalyan
TLMTWR03200688 | Loc No 63 Bhiv Amb 1 & Amb Neral | 63 | 280 | 30559.8 | Kalyan
TLMTWR03200687 | Loc No 62 Bhiv Amb 1 & Amb Neral | 62 | 264 | 30823.8 | Kalyan
TLMTWR03200686 | Loc No 61 Bhiv Amb 1 & Amb Neral | 61 | 216 | 31039.8 | Kalyan
TLMTWR03200685 | Loc No 60 Bhiv Amb 1 & Amb Neral | 60 | 254 | 31293.8 | Kalyan
TLMTWR03200684 | Loc No 59 Bhiv Amb 1 & Amb Neral | 59 | 236 | 31529.8 | Kalyan
TLMTWR03200683 | Loc No 58 Bhiv Amb 1 & Amb Neral | 58 | 240 | 31769.8 | Kalyan
TLMTWR03200682 | Loc No 57 Bhiv Amb 1 & Amb Neral | 57 | 270 | 32039.8 | Kalyan
TLMTWR03200681 | Loc No 56 Bhiv Amb 1 & Amb Neral | 56 | 300 | 32339.8 | Kalyan
TLMTWR03200680 | Loc No 55 Bhiv Amb 1 & Amb Neral | 55 | 310 | 32649.8 | Kalyan
TLMTWR03200679 | Loc No 54 Bhiv Amb 1 & Amb Neral | 54 | 210 | 32859.8 | Kalyan
TLMTWR03200678 | Loc No 53 Bhiv Amb 1 & Amb Neral | 53 | 265 | 33124.8 | Kalyan
TLMTWR03200677 | Loc No 52 Bhiv Amb 1 & Amb Neral | 52 | 185 | 33309.8 | Kalyan
TLMTWR03200676 | Loc No 51 Bhiv Amb 1 & Amb Neral | 51 | 270 | 33579.8 | Kalyan
TLMTWR03200675 | Loc No 50 Bhiv Amb 1 & Amb Neral | 50 | 230 | 33809.8 | Kalyan
TLMTWR03200674 | Loc No 49 Bhiv Amb 1 & Amb Neral | 49 | 300 | 34109.8 | Kalyan
TLMTWR03200673 | Loc No 48 Bhiv Amb 1 & Amb Neral | 48 | 290 | 34399.8 | Kalyan
TLMTWR03200672 | Loc No 47 Bhiv Amb 1 & Amb Neral | 47 | 252 | 34651.8 | Kalyan
TLMTWR03200671 | Loc No 46 Bhiv Amb 1 & Amb Neral | 46 | 208 | 34859.8 | Kalyan
TLMTWR03200670 | Loc No 45 Bhiv Amb 1 & Amb Neral | 45 | 280 | 35139.8 | Kalyan
TLMTWR03200669 | Loc No 44 Bhiv Amb 1 & Amb Neral | 44 | 220 | 35359.8 | Khopoli
TLMTWR03200668 | Loc No 43 Bhiv Amb 1 & Amb Neral | 43 | 302 | 35661.8 | Khopoli
TLMTWR03200667 | Loc No 42 Bhiv Amb 1 & Amb Neral | 42 | 210 | 35871.8 | Khopoli
TLMTWR03200666 | Loc No 41 Bhiv Amb 1 & Amb Neral | 41 | 210 | 36081.8 | Khopoli
TLMTWR03200665 | Loc No 40 Bhiv Amb 1 & Amb Neral | 40 | 220 | 36301.8 | Khopoli
TLMTWR03200664 | Loc No 39 Bhiv Amb 1 & Amb Neral | 39 | 210 | 36511.8 | Khopoli
TLMTWR03200663 | Loc No 38 Bhiv Amb 1 & Amb Neral | 38 | 210 | 36721.8 | Khopoli
TLMTWR03200662 | Loc No 37 Bhiv Amb 1 & Amb Neral | 37 | 150 | 36871.8 | Khopoli
TLMTWR03200661 | Loc No 36 Bhiv Amb 1 & Amb Neral | 36 | 200 | 37071.8 | Khopoli
TLMTWR03200660 | Loc No 35 Bhiv Amb 1 & Amb Neral & Bhiv Neral | 35 | 310 | 37381.8 | Khopoli
| Loc No 1 Bhiv Neral & Amb Neral | 1 | 21.5 | 37403.3 | Khopoli
| Loc No 2 Bhiv Neral & Amb Neral | 2 | 280 | 37683.3 | Khopoli
| Loc No 3 Bhiv Neral & Amb Neral | 3 | 310 | 37993.3 | Khopoli
| Loc No 4 Bhiv Neral & Amb Neral | 4 | 290 | 38283.3 | Khopoli
| Loc No 5 Bhiv Neral & Amb Neral | 5 | 320 | 38603.3 | Khopoli
| Loc No 6 Bhiv Neral & Amb Neral | 6 | 340 | 38943.3 | Khopoli
| Loc No 7 Bhiv Neral & Amb Neral | 7 | 310 | 39253.3 | Khopoli
| Loc No 8 Bhiv Neral & Amb Neral | 8 | 320 | 39573.3 | Khopoli
| Loc No 9 Bhiv Neral & Amb Neral | 9 | 330 | 39903.3 | Khopoli
| Loc No 10 Bhiv Neral & Amb Neral | 10 | 340 | 40243.3 | Khopoli
| Loc No 11 Bhiv Neral & Amb Neral | 11 | 30 | 40273.3 | Khopoli
| Gantry Bhivpuri MSETCL Neral Neral | Gantry at Neral | 70 | 40343.3
|  | Total | 40343.3

## Chola Kalyan Line 1
110 kV Chola Kalyan Line 1
Equipment Number | Description of Equipment | Tower No | Span Length | Location from Kalyan | Camp
TLMAST03100068 | A2 Str Chola Kalyan 1 Kalyan | A2 Str Kal | 0 | 0 | Kalyan
TLMTWR03201519 | Loc No 1 Chola Kalyan 1 | 1 | 60 | 60 | Kalyan
TLMTWR03201520 | Loc No 1A CK 1 and Loc no 80D AK 2 | 1A | 40 | 100 | Kalyan
TLMTWR03201521 | Loc No 2 Chola Kalyan 1 | 2 | 236 | 336 | Kalyan
TLMTWR03201522 | Loc No 3 Chola Kalyan 1 | 3 | 150 | 486 | Kalyan
TLMTWR03201523 | Loc No 4 Chola Kalyan 1 | 4 | 170 | 656 | Kalyan
TLMTWR03201524 | Loc No 5 Chola Kalyan 1 | 5 | 210 | 866 | Kalyan
TLMTWR03201525 | Loc No 6 Chola Kalyan 1 | 6 | 194 | 1060 | Kalyan
TLMTWR03201526 | Loc No 7 Chola Kalyan 1 | 7 | 176 | 1236 | Kalyan
TLMTWR03201527 | Loc No 8 Chola Kalyan 1 | 8 | 169 | 1405 | Kalyan
TLMTWR03201528 | Loc No 9 Chola Kalyan 1 | 9 | 166 | 1571 | Kalyan
TLMTWR03201529 | Loc No 10 Chola Kalyan 1 | 10 | 155 | 1726 | Kalyan
TLMTWR03200538 | Loc No 11 Chola Kalyan 1 | 11 | 175 | 1901 | Kalyan
TLMTWR03201530 | Loc No 12 Chola Kalyan 1 | 12 | 112 | 2013 | Kalyan
TLMTWR03201543 | Loc No 13 Chola Kalyan 1 & 2 | 13 | 112 | 2125 | Kalyan
TLMTWR03201544 | Loc No 14 Chola Kalyan 1 & 2 | 14 | 134.5 | 2259.5 | Kalyan
TLMTWR03201545 | Loc No 15 Chola Kalyan 1 & 2 | 15 | 161.5 | 2421 | Kalyan
TLMGNT03100018 | Gantry Chola Kalyan 1 Chola | Gantry Chola | 82.6 | 2503.6 | Kalyan
|  | Total | 2503.6

## Chola Kalyan Line 2
110 kV Chola Kalyan Line 2
Equipment Number | Description of Equipment | Tower No | Span Length | Location from Kalyan | Camp
TLMAST03100069 | A2 Str Chola Kalyan 2 Kalyan | A2 Str Kal | 0 | 0 | Kalyan
TLMTWR03200539 | Loc No 1 Chola Kalyan 2 | 1 | 43 | 43 | Kalyan
TLMTWR03201531 | Loc No 1A Chola Kalyan 2 | 1A | 63 | 106 | Kalyan
TLMTWR03201532 | Loc No 1B Chola Kalyan 2 | 1B | 55 | 161 | Kalyan
TLMTWR03201533 | Loc No 2 Chola Kalyan 2 | 2 | 199 | 360 | Kalyan
TLMTWR03201534 | Loc No 3 Chola Kalyan 2 | 3 | 116 | 476 | Kalyan
TLMTWR03201535 | Loc No 4 Chola Kalyan 2 | 4 | 192 | 668 | Kalyan
TLMTWR03201536 | Loc No 5 Chola Kalyan 2 | 5 | 186 | 854 | Kalyan
TLMTWR03201537 | Loc No 6 Chola Kalyan 2 | 6 | 152 | 1006 | Kalyan
TLMTWR03201538 | Loc No 7 Chola Kalyan 2 | 7 | 140 | 1146 | Kalyan
TLMTWR03201539 | Loc No 8 Chola Kalyan 2 | 8 | 147 | 1293 | Kalyan
TLMTWR03201540 | Loc No 9 Chola Kalyan 2 | 9 | 180 | 1473 | Kalyan
TLMTWR03201541 | Loc No 10 Chola Kalyan 2 | 10 | 172 | 1645 | Kalyan
TLMTWR03201542 | Loc No 11 Chola Kalyan 2 | 11 | 175 | 1820 | Kalyan
TLMTWR03200540 | Loc No 12 Chola Kalyan 2 | 12 | 170 | 1990 | Kalyan
TLMTWR03201543 | Loc No 13 Chola Kalyan 1 & 2 | 13 | 115 | 2105 | Kalyan
TLMTWR03201544 | Loc No 14 Chola Kalyan 1 & 2 | 14 | 134.5 | 2239.5 | Kalyan
TLMTWR03201545 | Loc No 15 Chola Kalyan 1 & 2 | 15 | 161.5 | 2401 | Kalyan
TLMGNT03100019 | Gantry Chola Kalyan 2 Chola | Gantry Chola | 82.6 | 2483.6 | Kalyan
|  | Total | 2483.6